## Sheet1
Master Nomenclature Acronyms
SORT ORDER | FACILITY SYSTEM | FACILITY SUBSYSTEM | ASSEMBLY CATEGORY | NOMENCLATURE COMBINED | NOMENCLATURE ACRONYM
1 | A10 FOUNDATIONS | A1010 STANDARD FOUNDATIONS | A101001 WALL FOUNDATIONS | A101001499J FOUNDATION | FND
2 | A10 FOUNDATIONS | A1010 STANDARD FOUNDATIONS | A101090 OTHER STANDARD FOUNDATIONS | A101090499J REFERENCE DOCUMENTS | REFDOC
3 | A10 FOUNDATIONS | A1030 SLAB ON GRADE | A103004 PITS AND BASES | A103004499J PITS AND BASES | P&B
4 | A20 BASEMENT CONSTRUCTION | A2020 BASEMENT WALLS | A202001 BASEMENT WALL CONSTRUCTION | A202001499J BASEMENT WALL | BMW
5 | B10 SUPERSTRUCTURE | B1010 FLOOR CONSTRUCTION | B101003 FLOOR DECKS AND SLABS | B101003499J SUBSTRUCTURE COMPONENT | SSC
6 | B10 SUPERSTRUCTURE | B1010 FLOOR CONSTRUCTION | B101003 FLOOR DECKS AND SLABS | B101003502E SLAB | SLAB
7 | B10 SUPERSTRUCTURE | B1010 FLOOR CONSTRUCTION | B101006 RAMPS | B101006499J RAMP | RAMP
8 | B10 SUPERSTRUCTURE | B1020 ROOF CONSTRUCTION | B102001 STRUCTURAL FRAME | B102001506C TRUSS/JOIST & RAFTER | TJR
9 | B10 SUPERSTRUCTURE | B1020 ROOF CONSTRUCTION | B102003 ROOF DECKS AND SLABS | B102003499J ROOF ANCHOR | RFA
10 | B10 SUPERSTRUCTURE | B1020 ROOF CONSTRUCTION | B102004 CANOPIES | B102004499J CANOPY | CAN
11 | B20 EXTERIOR ENCLOSURE | B2010 EXTERIOR WALLS | B201001 EXTERIOR CLOSURE | B201001499J EXTERIOR SKIN (BRICK) | ESKINB
12 | B20 EXTERIOR ENCLOSURE | B2010 EXTERIOR WALLS | B201001 EXTERIOR CLOSURE | B201001499J EXTERIOR SKIN (CONCRETE) | ESKINC
13 | B20 EXTERIOR ENCLOSURE | B2010 EXTERIOR WALLS | B201001 EXTERIOR CLOSURE | B201001499J EXTERIOR SKIN (E.I.F.S.) | ESKINE
14 | B20 EXTERIOR ENCLOSURE | B2010 EXTERIOR WALLS | B201001 EXTERIOR CLOSURE | B201001499J EXTERIOR SKIN (MARBLE) | ESKINM
15 | B20 EXTERIOR ENCLOSURE | B2010 EXTERIOR WALLS | B201001 EXTERIOR CLOSURE | B201001499J EXTERIOR SKIN (STUCCO) | ESKINS
16 | B20 EXTERIOR ENCLOSURE | B2010 EXTERIOR WALLS | B201001 EXTERIOR CLOSURE | B2010015091 WALL LOUVER | WLVR
17 | B20 EXTERIOR ENCLOSURE | B2010 EXTERIOR WALLS | B201005 EXTERIOR LOUVERS & SCREENS | B201005499J LOUVER & SCREEN | L&S
18 | B20 EXTERIOR ENCLOSURE | B2020 EXTERIOR WINDOWS | B202001 WINDOWS | B202001499J WINDOW ASSEMBLY | EWA
19 | B20 EXTERIOR ENCLOSURE | B2020 EXTERIOR WINDOWS | B202002 STOREFRONTS | B202002499J STOREFRONT | STORF
20 | B20 EXTERIOR ENCLOSURE | B2020 EXTERIOR WINDOWS | B202003 CURTAIN WALLS | B202003499J CURTAIN WALL | CURTW
21 | B20 EXTERIOR ENCLOSURE | B2020 EXTERIOR WINDOWS | B202090 OTHER EXTERIOR WINDOWS | B202090499J STORM SHUTTER | WSSH
22 | B20 EXTERIOR ENCLOSURE | B2030 EXTERIOR DOORS | B203001 SOLID DOORS | B203001499J DOOR ASSEMBLY | EDA
23 | B20 EXTERIOR ENCLOSURE | B2030 EXTERIOR DOORS | B203001 SOLID DOORS | B203001511F DOOR ASSEMBLY (WOOD) | EDAW
24 | B20 EXTERIOR ENCLOSURE | B2030 EXTERIOR DOORS | B203001 SOLID DOORS | B203001511G DOOR ASSEMBLY (STEEL) | EDAS
25 | B20 EXTERIOR ENCLOSURE | B2030 EXTERIOR DOORS | B203002 GLAZED DOORS | B203002499J DOOR ASSEMBLY (GLASS) | EDAG
26 | B20 EXTERIOR ENCLOSURE | B2030 EXTERIOR DOORS | B203003 REVOLVING DOORS | B203003499J MOTOR | M
27 | B20 EXTERIOR ENCLOSURE | B2030 EXTERIOR DOORS | B203003 REVOLVING DOORS | B203003499J REVOLVING DOOR | RD
28 | B20 EXTERIOR ENCLOSURE | B2030 EXTERIOR DOORS | B203004 OVERHEAD AND ROLL-UP DOORS | B203004499J MOTOR | M
29 | B20 EXTERIOR ENCLOSURE | B2030 EXTERIOR DOORS | B203004 OVERHEAD AND ROLL-UP DOORS | B203004499J OVERHEAD DOOR | OHRD
30 | B20 EXTERIOR ENCLOSURE | B2030 EXTERIOR DOORS | B203004 OVERHEAD AND ROLL-UP DOORS | B203004516I STORM SHUTTER | SSH
31 | B20 EXTERIOR ENCLOSURE | B2030 EXTERIOR DOORS | B203006 BLAST RESISTANT DOORS | B203006499J BLAST DOOR ASSEMBLY | BDA
32 | B20 EXTERIOR ENCLOSURE | B2030 EXTERIOR DOORS | B203008 EXTERIOR DOOR HARDWARE | B203008499J DOOR HARDWARE | DHW
33 | B20 EXTERIOR ENCLOSURE | B2030 EXTERIOR DOORS | B203090 OTHER EXTERIOR SPECIALTY DOORS | B203090499J AUTOMATIC DOOR | AD
34 | B20 EXTERIOR ENCLOSURE | B2030 EXTERIOR DOORS | B203090 OTHER EXTERIOR SPECIALTY DOORS | B203090499J EGRESS DOOR ASSEMBLY | EEGD
35 | B20 EXTERIOR ENCLOSURE | B2030 EXTERIOR DOORS | B203090 OTHER EXTERIOR SPECIALTY DOORS | B203090499J FIRE DOOR ASSEMBLY | FDA
36 | B30 ROOFING | B3010 ROOF COVERINGS | B301001 STEEP SLOPE ROOF SYSTEMS | B301001499J METAL ROOF | ROOFM
37 | B30 ROOFING | B3010 ROOF COVERINGS | B301001 STEEP SLOPE ROOF SYSTEMS | B3010015200 ASPHALT SHINGLES | ROOFA
38 | B30 ROOFING | B3010 ROOF COVERINGS | B301001 STEEP SLOPE ROOF SYSTEMS | B301001520B TILE ROOF | ROOFT
39 | B30 ROOFING | B3010 ROOF COVERINGS | B301001 STEEP SLOPE ROOF SYSTEMS | B301001520H SLATE ROOF | ROOFS
40 | B30 ROOFING | B3010 ROOF COVERINGS | B301002 LOW SLOPE ROOF SYSTEMS | B301002499J MEMBRANE (EPDM) | ROOFE
41 | B30 ROOFING | B3010 ROOF COVERINGS | B301002 LOW SLOPE ROOF SYSTEMS | B301002499J MEMBRANE (PVC) | ROOFP
42 | B30 ROOFING | B3010 ROOF COVERINGS | B301002 LOW SLOPE ROOF SYSTEMS | B301002499J MEMBRANE (SPF) | ROOFF
43 | B30 ROOFING | B3010 ROOF COVERINGS | B301002 LOW SLOPE ROOF SYSTEMS | B301002499J MEMBRANE (TPO) | ROOFO
44 | B30 ROOFING | B3010 ROOF COVERINGS | B301002 LOW SLOPE ROOF SYSTEMS | B301002517A MEMBRANE (BUILT-UP) | ROOFU
45 | B30 ROOFING | B3010 ROOF COVERINGS | B301002 LOW SLOPE ROOF SYSTEMS | B301002520G MEMBRANE (LIQUID ELASTOMER) | ROOFL
46 | B30 ROOFING | B3010 ROOF COVERINGS | B301002 LOW SLOPE ROOF SYSTEMS | B301002522B MEMBRANE (MODIFIED BITUMEN) | ROOFB
47 | B30 ROOFING | B3010 ROOF COVERINGS | B301004 FLASHINGS & TRIM | B301004499J FLASHING & TRIM | F&T
48 | B30 ROOFING | B3010 ROOF COVERINGS | B301005 GUTTERS & DOWNSPOUTS | B301005499J SCUPPER | SCUP
49 | B30 ROOFING | B3010 ROOF COVERINGS | B301005 GUTTERS & DOWNSPOUTS | B301005519H GUTTERS & DOWNSPOUTS | G&D
50 | B30 ROOFING | B3010 ROOF COVERINGS | B301006 ROOF OPENINGS AND SUPPORTS | B3010065223 SKYLIGHT | SKY
51 | B30 ROOFING | B3010 ROOF COVERINGS | B301006 ROOF OPENINGS AND SUPPORTS | B301006522E ROOF HATCH | RFH
52 | B30 ROOFING | B3010 ROOF COVERINGS | B301090 OTHER ROOFING | B301090499J STANDING SEAM METAL ROOF | ROOF
53 | B30 ROOFING | B3010 ROOF COVERINGS | B301090 OTHER ROOFING | B3010905211 WALKWAY PROTECTION | WWP
54 | C10 INTERIOR CONSTRUCTION | C1010 PARTITIONS | C101001 FIXED PARTITIONS | C101001499J FIRE RATED WALL | FRW
55 | C10 INTERIOR CONSTRUCTION | C1010 PARTITIONS | C101001 FIXED PARTITIONS | C101001499J FIXED PARTITIONS | FPAR
56 | C10 INTERIOR CONSTRUCTION | C1010 PARTITIONS | C101001 FIXED PARTITIONS | C101001499J SMOKE RATED WALL | SRW
57 | C10 INTERIOR CONSTRUCTION | C1010 PARTITIONS | C101003 RETRACTABLE PARTITIONS | C101003499J RETRACTABLE PARTITION | RPAR
58 | C10 INTERIOR CONSTRUCTION | C1010 PARTITIONS | C101005 INTERIOR WINDOWS | C101005499J FIRE WINDOW | FW
59 | C10 INTERIOR CONSTRUCTION | C1010 PARTITIONS | C101005 INTERIOR WINDOWS | C101005499J SPECIAL FUNCTION WINDOW | SFW
60 | C10 INTERIOR CONSTRUCTION | C1010 PARTITIONS | C101005 INTERIOR WINDOWS | C101005524H INTERIOR WINDOWS | IW
61 | C10 INTERIOR CONSTRUCTION | C1010 PARTITIONS | C101006 GLAZED PARTITIONS & STOREFRONTS | C101006499J GLAZED ASSEMBLY | GPAR
62 | C10 INTERIOR CONSTRUCTION | C1020 INTERIOR DOORS | C102001 STANDARD INTERIOR DOORS | C102001499J DOOR ASSEMBLY | IDA
63 | C10 INTERIOR CONSTRUCTION | C1020 INTERIOR DOORS | C102002 GLAZED INTERIOR DOORS | C102002499J DOOR ASSEMBLY (GLASS) | IDAG
64 | C10 INTERIOR CONSTRUCTION | C1020 INTERIOR DOORS | C102003 FIRE DOORS | C102003499J ACCESS DOOR ASSEMBLY | ADA
65 | C10 INTERIOR CONSTRUCTION | C1020 INTERIOR DOORS | C102003 FIRE DOORS | C102003499J FIRE DOOR ASSEMBLY | FDA
66 | C10 INTERIOR CONSTRUCTION | C1020 INTERIOR DOORS | C102003 FIRE DOORS | C102003499J SMOKE DOOR ASSEMBLY | SDA
67 | C10 INTERIOR CONSTRUCTION | C1020 INTERIOR DOORS | C102003 FIRE DOORS | C102003528I FIRE SHUTTER | FS
68 | C10 INTERIOR CONSTRUCTION | C1020 INTERIOR DOORS | C102004 SLIDING & FOLDING DOORS | C102004499J FOLDING DOOR ASSEMBLY | FDRA
69 | C10 INTERIOR CONSTRUCTION | C1020 INTERIOR DOORS | C102004 SLIDING & FOLDING DOORS | C102004499J SLIDING & FOLDING DOORS | SFDA
70 | C10 INTERIOR CONSTRUCTION | C1020 INTERIOR DOORS | C102004 SLIDING & FOLDING DOORS | C102004499J SLIDING DOOR ASSEMBLY | SDRA
71 | C10 INTERIOR CONSTRUCTION | C1020 INTERIOR DOORS | C102006 INTERIOR GATES | C102006499J GATE ASSEMBLY | GATE
72 | C10 INTERIOR CONSTRUCTION | C1020 INTERIOR DOORS | C102007 INTERIOR DOOR HARDWARE | C102007499J DOOR HARDWARE | IDHW
73 | C10 INTERIOR CONSTRUCTION | C1020 INTERIOR DOORS | C102090 OTHER INTERIOR SPECIALTY DOORS | C102090499J AIR LOCK DOOR | ALD
74 | C10 INTERIOR CONSTRUCTION | C1020 INTERIOR DOORS | C102090 OTHER INTERIOR SPECIALTY DOORS | C102090499J EGRESS DOOR ASSEMBLY | IEGD
75 | C10 INTERIOR CONSTRUCTION | C1020 INTERIOR DOORS | C102090 OTHER INTERIOR SPECIALTY DOORS | C102090499J LEAD LINED DOOR | LLD
76 | C10 INTERIOR CONSTRUCTION | C1020 INTERIOR DOORS | C102090 OTHER INTERIOR SPECIALTY DOORS | C102090499J OVERHEAD COILING DOOR | OHCD
77 | C10 INTERIOR CONSTRUCTION | C1020 INTERIOR DOORS | C102091 OTHER INTERIOR PERSONNEL DOORS | C102091499J AUTOMATIC DOOR | AD
78 | C10 INTERIOR CONSTRUCTION | C1020 INTERIOR DOORS | C102091 OTHER INTERIOR PERSONNEL DOORS | C102091499J MOTOR | M
79 | C10 INTERIOR CONSTRUCTION | C1030 SPECIALTIES | C103002 TOILET & BATH ACCESSORIES | C103002499J DIAPER CHANGING STATION | DCS
80 | C10 INTERIOR CONSTRUCTION | C1030 SPECIALTIES | C103007 FIRE EXTINGUISHER CABINETS | C103007499J FIRE EXTINGUISHER CABINET | FEC
81 | C10 INTERIOR CONSTRUCTION | C1030 SPECIALTIES | C103010 CASEWORK | C103010499J CASEWORK | CW
82 | C20 STAIRS | C2010 STAIR CONSTRUCTION | C201001 INTERIOR AND EXTERIOR STAIRS | C201001499J FIXED LADDER | LADR
83 | C20 STAIRS | C2010 STAIR CONSTRUCTION | C201001 INTERIOR AND EXTERIOR STAIRS | C2010015324 INTERIOR STAIRS | INTS
84 | C20 STAIRS | C2010 STAIR CONSTRUCTION | C201001 INTERIOR AND EXTERIOR STAIRS | C2010015331 EXTERIOR STAIRS | EXTS
85 | C20 STAIRS | C2010 STAIR CONSTRUCTION | C201090 STAIR HANDRAILS, GUARDRAILS AND ACCESSORIES | C201090499J RAILING, TREAD AND NOSING | RT&N
86 | C30 INTERIOR FINISHES | C3010 WALL FINISHES | C301004 TILE & TERRAZZO WALL FINISHES | C301004533G TERRAZZO TILE | TZWAL
87 | C30 INTERIOR FINISHES | C3010 WALL FINISHES | C301005 WALL COVERINGS | C301005499J WALL COVERING | WALCV
88 | C30 INTERIOR FINISHES | C3010 WALL FINISHES | C301005 WALL COVERINGS | C301005535F PAINTS AND COATINGS | WP&C
89 | C30 INTERIOR FINISHES | C3010 WALL FINISHES | C301090 OTHER WALL FINISHES | C301090499J WALL PROTECTION | WALL
90 | C30 INTERIOR FINISHES | C3020 FLOOR FINISHES | C302001 TILE FLOOR FINISHES | C302001499J TILE FLOORING | TFLR
91 | C30 INTERIOR FINISHES | C3020 FLOOR FINISHES | C302002 TERRAZZO FLOOR FINISHES | C302002499J TERRAZZO TILE | TZFLR
92 | C30 INTERIOR FINISHES | C3020 FLOOR FINISHES | C302004 RESILIENT FLOOR FINISHES | C302004499J RESILIENT FLOORING | RTFLR
93 | C30 INTERIOR FINISHES | C3020 FLOOR FINISHES | C302005 CARPETING | C302005499J CARPETING | CARP
94 | C30 INTERIOR FINISHES | C3020 FLOOR FINISHES | C302006 MASONRY & STONE FLOORING | C302006499J MASONRY FLOORING | MFLR
95 | C30 INTERIOR FINISHES | C3020 FLOOR FINISHES | C302007 WALL BASE FINISHES | C302007499J WALL BASE FINISH | WBF
96 | C30 INTERIOR FINISHES | C3020 FLOOR FINISHES | C302010 HARDENERS AND SEALERS | C302010499J RESINOUS FLOORING | RSFLR
97 | C30 INTERIOR FINISHES | C3020 FLOOR FINISHES | C302011 RAISED ACCESS FLOORING | C302011499J RAISED ACCESS FLOORING | RAFLR
98 | C30 INTERIOR FINISHES | C3030 CEILING FINISHES | C303001 ACOUSTICAL CEILING TILES & PANELS | C303001499J ACOUSTICAL CEILING | ACCL
99 | C30 INTERIOR FINISHES | C3030 CEILING FINISHES | C303002 GYPSUM WALLBOARD CEILING FINISHES | C303002499J GYPSUM WALLBOARD | GYPWB
100 | C30 INTERIOR FINISHES | C3030 CEILING FINISHES | C303003 PLASTER CEILING FINISHES | C303003499J PLASTER CEILING | PLACL
101 | C30 INTERIOR FINISHES | C3030 CEILING FINISHES | C303090 OTHER CEILING & CEILING FINISHES | C303090499J PAINTS AND COATINGS | CP&C
102 | D10 CONVEYING | D1010 ELEVATORS AND LIFTS | D101002 PASSENGER ELEVATORS | D101002499J CONTROL PANEL | CP
103 | D10 CONVEYING | D1010 ELEVATORS AND LIFTS | D101002 PASSENGER ELEVATORS | D101002499J ELEVATOR DOOR SILL | EDS
104 | D10 CONVEYING | D1010 ELEVATORS AND LIFTS | D101002 PASSENGER ELEVATORS | D101002499J HYDRAULIC PUMP UNIT | HYDPU
105 | D10 CONVEYING | D1010 ELEVATORS AND LIFTS | D101002 PASSENGER ELEVATORS | D101002499J MOTOR | M
106 | D10 CONVEYING | D1010 ELEVATORS AND LIFTS | D101002 PASSENGER ELEVATORS | D101002499J PUMP | P
107 | D10 CONVEYING | D1010 ELEVATORS AND LIFTS | D101002 PASSENGER ELEVATORS | D101002537F HYDRAULIC ELEVATOR | ELEV
108 | D10 CONVEYING | D1010 ELEVATORS AND LIFTS | D101002 PASSENGER ELEVATORS | D101002540G ELECTRIC TRACTION ELEVATOR | ELEV
109 | D10 CONVEYING | D1010 ELEVATORS AND LIFTS | D101002 PASSENGER ELEVATORS | D101002540G ELEVATOR CAR | CAR
110 | D10 CONVEYING | D1010 ELEVATORS AND LIFTS | D101003 FREIGHT ELEVATORS | D101003499J CONTROL PANEL | CP
111 | D10 CONVEYING | D1010 ELEVATORS AND LIFTS | D101003 FREIGHT ELEVATORS | D101003499J MOTOR | M
112 | D10 CONVEYING | D1010 ELEVATORS AND LIFTS | D101003 FREIGHT ELEVATORS | D101003499J PUMP | P
113 | D10 CONVEYING | D1010 ELEVATORS AND LIFTS | D101003 FREIGHT ELEVATORS | D101003536H HYDRAULIC ELEVATOR | ELEV
114 | D10 CONVEYING | D1010 ELEVATORS AND LIFTS | D101003 FREIGHT ELEVATORS | D101003536H HYDRAULIC PUMP UNIT | HYDPU
115 | D10 CONVEYING | D1010 ELEVATORS AND LIFTS | D101003 FREIGHT ELEVATORS | D101003539I ELECTRIC TRACTION ELEVATOR | ELEV
116 | D10 CONVEYING | D1010 ELEVATORS AND LIFTS | D101003 FREIGHT ELEVATORS | D101003539I ELEVATOR CAR | CAR
117 | D10 CONVEYING | D1010 ELEVATORS AND LIFTS | D101004 WHEELCHAIR LIFT | D101004499J WHEELCHAIR LIFT | WCL
118 | D10 CONVEYING | D1010 ELEVATORS AND LIFTS | D101005 DUMBWAITERS | D101005499I DUMBWAITER | DBW
119 | D10 CONVEYING | D1010 ELEVATORS AND LIFTS | D101005 DUMBWAITERS | D101005499J CONTROL PANEL | CP
120 | D10 CONVEYING | D1010 ELEVATORS AND LIFTS | D101005 DUMBWAITERS | D101005499J MOTOR | M
121 | D10 CONVEYING | D1010 ELEVATORS AND LIFTS | D101090 OTHER VERTICAL TRANSPORTATION EQUIPMENT | D1010905464 LIFT | LIFT
122 | D10 CONVEYING | D1020 WEIGHT HANDLING EQUIPMENT | D102002 OVERHEAD CRANES | D102002499J MOTOR | M
123 | D10 CONVEYING | D1020 WEIGHT HANDLING EQUIPMENT | D102002 OVERHEAD CRANES | D102002549F BRIDGE CRANE | OC
124 | D10 CONVEYING | D1020 WEIGHT HANDLING EQUIPMENT | D102002 OVERHEAD CRANES | D102002551J HOIST | HOIST
125 | D10 CONVEYING | D1030 ESCALATORS AND MOVING WALKS | D103001 ESCALATORS | D103001499I ESCALATOR | ESCL
126 | D10 CONVEYING | D1030 ESCALATORS AND MOVING WALKS | D103002 MOVING WALKS | D103002499I MOVING WALK | MWALK
127 | D10 CONVEYING | D1090 OTHER CONVEYING SYSTEMS | D109001 PNEUMATIC TUBE SYSTEMS | D109001499J BLOWER | BLWR
128 | D10 CONVEYING | D1090 OTHER CONVEYING SYSTEMS | D109001 PNEUMATIC TUBE SYSTEMS | D109001499J CONTROL PANEL | CP
129 | D10 CONVEYING | D1090 OTHER CONVEYING SYSTEMS | D109001 PNEUMATIC TUBE SYSTEMS | D109001499J DIVERTER | DVR
130 | D10 CONVEYING | D1090 OTHER CONVEYING SYSTEMS | D109001 PNEUMATIC TUBE SYSTEMS | D109001499J MOTOR | M
131 | D10 CONVEYING | D1090 OTHER CONVEYING SYSTEMS | D109001 PNEUMATIC TUBE SYSTEMS | D109001499J PNEUMATIC TUBE SYSTEM | PTS
132 | D10 CONVEYING | D1090 OTHER CONVEYING SYSTEMS | D109002 CONVEYORS | D109002549A CONVEYOR BELT | CNB
133 | D10 CONVEYING | D1090 OTHER CONVEYING SYSTEMS | D109003 LINEN, TRASH, AND MAIL CHUTES | D109003548J CHUTE | CHUT
134 | D10 CONVEYING | D1090 OTHER CONVEYING SYSTEMS | D109090 OTHER MATERIAL HANDLING SYSTEMS | D109090499J ABC DELIVERY VEHICLE | ABCDV
135 | D10 CONVEYING | D1090 OTHER CONVEYING SYSTEMS | D109090 OTHER MATERIAL HANDLING SYSTEMS | D109090499J ABC SYSTEM CONTROL CENTER | ABCCC
136 | D10 CONVEYING | D1090 OTHER CONVEYING SYSTEMS | D109090 OTHER MATERIAL HANDLING SYSTEMS | D109090499J ABC SYSTEM FIRE DOORS | ABCFD
137 | D10 CONVEYING | D1090 OTHER CONVEYING SYSTEMS | D109090 OTHER MATERIAL HANDLING SYSTEMS | D109090499J ABC SYSTEM STATIONS | ABCS
138 | D10 CONVEYING | D1090 OTHER CONVEYING SYSTEMS | D109090 OTHER MATERIAL HANDLING SYSTEMS | D109090499J ABC TRACK | ABCT
139 | D10 CONVEYING | D1090 OTHER CONVEYING SYSTEMS | D109090 OTHER MATERIAL HANDLING SYSTEMS | D109090499J ABC TRANSFER UNIT | ABCTU
140 | D10 CONVEYING | D1090 OTHER CONVEYING SYSTEMS | D109090 OTHER MATERIAL HANDLING SYSTEMS | D109090499J ABC TRANSFER UNIT CONTROLS | ABCTUC
141 | D10 CONVEYING | D1090 OTHER CONVEYING SYSTEMS | D109090 OTHER MATERIAL HANDLING SYSTEMS | D109090499J AGV WIREDRIVER PANELS | AGVWP
142 | D10 CONVEYING | D1090 OTHER CONVEYING SYSTEMS | D109090 OTHER MATERIAL HANDLING SYSTEMS | D109090499J AGV WIRELESS COMMUNICATIONS | AGVWC
143 | D10 CONVEYING | D1090 OTHER CONVEYING SYSTEMS | D109090 OTHER MATERIAL HANDLING SYSTEMS | D109090499J AGVS CCTV MONITOR | AGVSM
144 | D10 CONVEYING | D1090 OTHER CONVEYING SYSTEMS | D109090 OTHER MATERIAL HANDLING SYSTEMS | D109090499J AUTO GUIDED VEHICLE SYSTEM | AGVS
145 | D10 CONVEYING | D1090 OTHER CONVEYING SYSTEMS | D109090 OTHER MATERIAL HANDLING SYSTEMS | D109090499J AUTOMATIC CART SYSTEM | ACS
146 | D10 CONVEYING | D1090 OTHER CONVEYING SYSTEMS | D109090 OTHER MATERIAL HANDLING SYSTEMS | D109090499J BATTERY CHARGER | BC
147 | D10 CONVEYING | D1090 OTHER CONVEYING SYSTEMS | D109090 OTHER MATERIAL HANDLING SYSTEMS | D109090499J CART | CART
148 | D10 CONVEYING | D1090 OTHER CONVEYING SYSTEMS | D109090 OTHER MATERIAL HANDLING SYSTEMS | D109090499J CART LIFT | CL
149 | D10 CONVEYING | D1090 OTHER CONVEYING SYSTEMS | D109090 OTHER MATERIAL HANDLING SYSTEMS | D109090499J CART WASH | CWASH
150 | D10 CONVEYING | D1090 OTHER CONVEYING SYSTEMS | D109090 OTHER MATERIAL HANDLING SYSTEMS | D109090499J CONTROL PANEL | CP
151 | D10 CONVEYING | D1090 OTHER CONVEYING SYSTEMS | D109090 OTHER MATERIAL HANDLING SYSTEMS | D109090499J CONTROLLER | CONT
152 | D10 CONVEYING | D1090 OTHER CONVEYING SYSTEMS | D109090 OTHER MATERIAL HANDLING SYSTEMS | D109090499J DRIVERLESS VEHICLE | DV
153 | D10 CONVEYING | D1090 OTHER CONVEYING SYSTEMS | D109090 OTHER MATERIAL HANDLING SYSTEMS | D109090499J ELECTRIC LIFT PLATFORM | ELP
154 | D10 CONVEYING | D1090 OTHER CONVEYING SYSTEMS | D109090 OTHER MATERIAL HANDLING SYSTEMS | D109090499J ELECTRIC TRACK VEHICLE | ETV
155 | D10 CONVEYING | D1090 OTHER CONVEYING SYSTEMS | D109090 OTHER MATERIAL HANDLING SYSTEMS | D109090499J MOTOR | M
156 | D10 CONVEYING | D1090 OTHER CONVEYING SYSTEMS | D109090 OTHER MATERIAL HANDLING SYSTEMS | D109090499J POWER SUPPLY | PS
157 | D10 CONVEYING | D1090 OTHER CONVEYING SYSTEMS | D109090 OTHER MATERIAL HANDLING SYSTEMS | D109090499J STORAGE / RETRIEVAL CONVEYOR | SRC
158 | D10 CONVEYING | D1090 OTHER CONVEYING SYSTEMS | D109090 OTHER MATERIAL HANDLING SYSTEMS | D109090499J TRANSFER UNIT CONTROLLER | TUC
159 | D20 PLUMBING | D2010 PLUMBING FIXTURES | D201001 WATERCLOSETS | D201001499J WATER CLOSET | WC
160 | D20 PLUMBING | D2010 PLUMBING FIXTURES | D201002 URINALS | D201002499I URINAL | URIN
161 | D20 PLUMBING | D2010 PLUMBING FIXTURES | D201003 LAVATORIES | D201003499J LAVATORY ASSEMBLY | LAVT
162 | D20 PLUMBING | D2010 PLUMBING FIXTURES | D201004 SINKS | D201004499I SINK | SINK
163 | D20 PLUMBING | D2010 PLUMBING FIXTURES | D201004 SINKS | D201004499J SURGICAL SINK | SSINK
164 | D20 PLUMBING | D2010 PLUMBING FIXTURES | D201004 SINKS | D2010045533 LABORATORY SINK | LSINK
165 | D20 PLUMBING | D2010 PLUMBING FIXTURES | D201004 SINKS | D2010045534 SERVICE SINK | SVSINK
166 | D20 PLUMBING | D2010 PLUMBING FIXTURES | D201005 SHOWERS/TUBS | D2010055535 BATHTUB | TUB
167 | D20 PLUMBING | D2010 PLUMBING FIXTURES | D201005 SHOWERS/TUBS | D2010055537 SHOWER | SHWR
168 | D20 PLUMBING | D2010 PLUMBING FIXTURES | D201005 SHOWERS/TUBS | D2010057233 SHOWER / TUB COMBO | S&T
169 | D20 PLUMBING | D2010 PLUMBING FIXTURES | D201006 DRINKING FOUNTAINS AND COOLERS | D2010065538 DRINKING FOUNTAIN | DF
170 | D20 PLUMBING | D2010 PLUMBING FIXTURES | D201006 DRINKING FOUNTAINS AND COOLERS | D201006553J DRINKING FOUNTAIN W/COOLER | DFC
171 | D20 PLUMBING | D2010 PLUMBING FIXTURES | D201090 OTHER PLUMBING FIXTURES | D201090499J AIR SEPARATOR | AS
172 | D20 PLUMBING | D2010 PLUMBING FIXTURES | D201090 OTHER PLUMBING FIXTURES | D201090499J BASIN | BSN
173 | D20 PLUMBING | D2010 PLUMBING FIXTURES | D201090 OTHER PLUMBING FIXTURES | D201090499J CHECK VALVE | CKV
174 | D20 PLUMBING | D2010 PLUMBING FIXTURES | D201090 OTHER PLUMBING FIXTURES | D201090499J CHLORINATION SYSTEM | CHLS
175 | D20 PLUMBING | D2010 PLUMBING FIXTURES | D201090 OTHER PLUMBING FIXTURES | D201090499J DECON VEHICLE WASH | DVW
176 | D20 PLUMBING | D2010 PLUMBING FIXTURES | D201090 OTHER PLUMBING FIXTURES | D201090499J DECONTAMINATION SHOWER | DSH
177 | D20 PLUMBING | D2010 PLUMBING FIXTURES | D201090 OTHER PLUMBING FIXTURES | D201090499J DECONTAMINATION TANK | DECT
178 | D20 PLUMBING | D2010 PLUMBING FIXTURES | D201090 OTHER PLUMBING FIXTURES | D201090499J DECONTAMINATION WATER PUMP | DECP
179 | D20 PLUMBING | D2010 PLUMBING FIXTURES | D201090 OTHER PLUMBING FIXTURES | D201090499J FLOOR DRAIN | FLRD
180 | D20 PLUMBING | D2010 PLUMBING FIXTURES | D201090 OTHER PLUMBING FIXTURES | D201090499J FLUSHOMETER | FOM
181 | D20 PLUMBING | D2010 PLUMBING FIXTURES | D201090 OTHER PLUMBING FIXTURES | D201090499J GOOSENECK SPOUT | GNS
182 | D20 PLUMBING | D2010 PLUMBING FIXTURES | D201090 OTHER PLUMBING FIXTURES | D201090499J HEAT TAPE | HT
183 | D20 PLUMBING | D2010 PLUMBING FIXTURES | D201090 OTHER PLUMBING FIXTURES | D201090499J MISTERS | MIST
184 | D20 PLUMBING | D2010 PLUMBING FIXTURES | D201090 OTHER PLUMBING FIXTURES | D201090499J PLASTER TRAP | PLT
185 | D20 PLUMBING | D2010 PLUMBING FIXTURES | D201090 OTHER PLUMBING FIXTURES | D201090499J PRESSURE REDUCING STATION | PRS
186 | D20 PLUMBING | D2010 PLUMBING FIXTURES | D201090 OTHER PLUMBING FIXTURES | D201090499J PRESSURE REGULATING VALVE | PRGV
187 | D20 PLUMBING | D2010 PLUMBING FIXTURES | D201090 OTHER PLUMBING FIXTURES | D201090499J PUMP | P
188 | D20 PLUMBING | D2010 PLUMBING FIXTURES | D201090 OTHER PLUMBING FIXTURES | D201090499J SAFETY VALVE | SV
189 | D20 PLUMBING | D2010 PLUMBING FIXTURES | D201090 OTHER PLUMBING FIXTURES | D201090499J SILVER RECOVERY SYSTEM | SRS
190 | D20 PLUMBING | D2010 PLUMBING FIXTURES | D201090 OTHER PLUMBING FIXTURES | D201090499J STERILIZER | STER
191 | D20 PLUMBING | D2010 PLUMBING FIXTURES | D201090 OTHER PLUMBING FIXTURES | D201090499J STRAINER | STR
192 | D20 PLUMBING | D2010 PLUMBING FIXTURES | D201090 OTHER PLUMBING FIXTURES | D201090499J TANK | TK
193 | D20 PLUMBING | D2010 PLUMBING FIXTURES | D201090 OTHER PLUMBING FIXTURES | D201090499J TRAP | TRAP
194 | D20 PLUMBING | D2010 PLUMBING FIXTURES | D201090 OTHER PLUMBING FIXTURES | D201090499J VALVE | VLV
195 | D20 PLUMBING | D2010 PLUMBING FIXTURES | D201090 OTHER PLUMBING FIXTURES | D201090499J WATER SENSOR | WTRS
196 | D20 PLUMBING | D2010 PLUMBING FIXTURES | D201090 OTHER PLUMBING FIXTURES | D2010905540 EMERGENCY SHOWER | ES
197 | D20 PLUMBING | D2010 PLUMBING FIXTURES | D201090 OTHER PLUMBING FIXTURES | D2010905541 EMERGENCY EYE WASH | EEW
198 | D20 PLUMBING | D2010 PLUMBING FIXTURES | D201090 OTHER PLUMBING FIXTURES | D201090554A EMERGENCY SAFETY STATION | ESS
199 | D20 PLUMBING | D2010 PLUMBING FIXTURES | D201090 OTHER PLUMBING FIXTURES | D2010907204 WASHER / DRYER HOOKUP | WDHU
200 | D20 PLUMBING | D2020 DOMESTIC WATER DISTRIBUTION | D202001 PIPES & FITTINGS | D202001499J DOMESTIC WATER PIPING | DPIP
201 | D20 PLUMBING | D2020 DOMESTIC WATER DISTRIBUTION | D202001 PIPES & FITTINGS | D202001499J PRESSURE GAUGE | PG
202 | D20 PLUMBING | D2020 DOMESTIC WATER DISTRIBUTION | D202002 VALVES & HYDRANTS | D202002499J MAIN SHUT-OFF VALVE | MSVDW
203 | D20 PLUMBING | D2020 DOMESTIC WATER DISTRIBUTION | D202002 VALVES & HYDRANTS | D202002499J VACUUM BREAKER BFP | AVB
204 | D20 PLUMBING | D2020 DOMESTIC WATER DISTRIBUTION | D202002 VALVES & HYDRANTS | D202002499J VALVE | VLV
205 | D20 PLUMBING | D2020 DOMESTIC WATER DISTRIBUTION | D202002 VALVES & HYDRANTS | D2020025637 BACKFLOW PREVENTER | BFP
206 | D20 PLUMBING | D2020 DOMESTIC WATER DISTRIBUTION | D202002 VALVES & HYDRANTS | D2020027205 HOSE BIB | HB
207 | D20 PLUMBING | D2020 DOMESTIC WATER DISTRIBUTION | D202003 DOMESTIC WATER EQUIPMENT | D202003499J BOTTLE SCRUBBER | BSCR
208 | D20 PLUMBING | D2020 DOMESTIC WATER DISTRIBUTION | D202003 DOMESTIC WATER EQUIPMENT | D202003499J CIRCULATING PUMP | DCP
209 | D20 PLUMBING | D2020 DOMESTIC WATER DISTRIBUTION | D202003 DOMESTIC WATER EQUIPMENT | D202003499J CONTROL PANEL | CP
210 | D20 PLUMBING | D2020 DOMESTIC WATER DISTRIBUTION | D202003 DOMESTIC WATER EQUIPMENT | D202003499J EXPANSION TANK | ET
211 | D20 PLUMBING | D2020 DOMESTIC WATER DISTRIBUTION | D202003 DOMESTIC WATER EQUIPMENT | D202003499J FILTRATION SYSTEM | DFS
212 | D20 PLUMBING | D2020 DOMESTIC WATER DISTRIBUTION | D202003 DOMESTIC WATER EQUIPMENT | D202003499J HEAT EXCHANGER | DHE
213 | D20 PLUMBING | D2020 DOMESTIC WATER DISTRIBUTION | D202003 DOMESTIC WATER EQUIPMENT | D202003499J HOT WATER HEATING CONVERTER | HWHC
214 | D20 PLUMBING | D2020 DOMESTIC WATER DISTRIBUTION | D202003 DOMESTIC WATER EQUIPMENT | D202003499J ION EXCHANGE UNIT | IEU
215 | D20 PLUMBING | D2020 DOMESTIC WATER DISTRIBUTION | D202003 DOMESTIC WATER EQUIPMENT | D202003499J MOTOR | M
216 | D20 PLUMBING | D2020 DOMESTIC WATER DISTRIBUTION | D202003 DOMESTIC WATER EQUIPMENT | D202003499J PRESSURE REDUCING VALVE | PRV
217 | D20 PLUMBING | D2020 DOMESTIC WATER DISTRIBUTION | D202003 DOMESTIC WATER EQUIPMENT | D202003499J PUMP | P
218 | D20 PLUMBING | D2020 DOMESTIC WATER DISTRIBUTION | D202003 DOMESTIC WATER EQUIPMENT | D202003499J RHW SYSTEM | RHWS
219 | D20 PLUMBING | D2020 DOMESTIC WATER DISTRIBUTION | D202003 DOMESTIC WATER EQUIPMENT | D202003499J SAFETY VALVE | SV
220 | D20 PLUMBING | D2020 DOMESTIC WATER DISTRIBUTION | D202003 DOMESTIC WATER EQUIPMENT | D202003499J STEAM CONVERTER | SCON
221 | D20 PLUMBING | D2020 DOMESTIC WATER DISTRIBUTION | D202003 DOMESTIC WATER EQUIPMENT | D202003499J THERMOSTATIC MIXING VALVE | TMV
222 | D20 PLUMBING | D2020 DOMESTIC WATER DISTRIBUTION | D202003 DOMESTIC WATER EQUIPMENT | D202003499J WATER GONG | DWG
223 | D20 PLUMBING | D2020 DOMESTIC WATER DISTRIBUTION | D202003 DOMESTIC WATER EQUIPMENT | D202003499J WATER HAMMER ARRESTER | WHA
224 | D20 PLUMBING | D2020 DOMESTIC WATER DISTRIBUTION | D202003 DOMESTIC WATER EQUIPMENT | D202003499J WATER HARDNESS MONITOR | WHM
225 | D20 PLUMBING | D2020 DOMESTIC WATER DISTRIBUTION | D202003 DOMESTIC WATER EQUIPMENT | D202003499J WATER HEATER | HWH
226 | D20 PLUMBING | D2020 DOMESTIC WATER DISTRIBUTION | D202003 DOMESTIC WATER EQUIPMENT | D202003499J WATER PRESSURE GAUGE | WPG
227 | D20 PLUMBING | D2020 DOMESTIC WATER DISTRIBUTION | D202003 DOMESTIC WATER EQUIPMENT | D202003499J WATER PRESSURE REGULATOR | WPR
228 | D20 PLUMBING | D2020 DOMESTIC WATER DISTRIBUTION | D202003 DOMESTIC WATER EQUIPMENT | D202003499J WATER UTILITY METER | WUM
229 | D20 PLUMBING | D2020 DOMESTIC WATER DISTRIBUTION | D202003 DOMESTIC WATER EQUIPMENT | D202003499J Y TYPE STRAINER | YTS
230 | D20 PLUMBING | D2020 DOMESTIC WATER DISTRIBUTION | D202003 DOMESTIC WATER EQUIPMENT | D2020035605 BOOSTER PUMP | BP
231 | D20 PLUMBING | D2020 DOMESTIC WATER DISTRIBUTION | D202003 DOMESTIC WATER EQUIPMENT | D2020035629 STORAGE TANK | DWST
232 | D20 PLUMBING | D2020 DOMESTIC WATER DISTRIBUTION | D202003 DOMESTIC WATER EQUIPMENT | D2020035679 WATER TREATMENT EQUIPMENT | WTE
233 | D20 PLUMBING | D2020 DOMESTIC WATER DISTRIBUTION | D202003 DOMESTIC WATER EQUIPMENT | D202003567G WATER SOFTENING SYSTEM | WSS
234 | D20 PLUMBING | D2020 DOMESTIC WATER DISTRIBUTION | D202003 DOMESTIC WATER EQUIPMENT | D202003567I COPPER-SILVER IONIZATION SYS | CSIS
235 | D20 PLUMBING | D2020 DOMESTIC WATER DISTRIBUTION | D202003 DOMESTIC WATER EQUIPMENT | D202003567I DEIONIZATION STATION | DIS
236 | D20 PLUMBING | D2020 DOMESTIC WATER DISTRIBUTION | D202003 DOMESTIC WATER EQUIPMENT | D202003567J ANALOG RESISTIVITY MONITOR | ARM
237 | D20 PLUMBING | D2020 DOMESTIC WATER DISTRIBUTION | D202003 DOMESTIC WATER EQUIPMENT | D202003567J CARBON ABSORBER SYSTEM | CAS
238 | D20 PLUMBING | D2020 DOMESTIC WATER DISTRIBUTION | D202003 DOMESTIC WATER EQUIPMENT | D202003567J CHEMICAL FEED PUMP | CFP
239 | D20 PLUMBING | D2020 DOMESTIC WATER DISTRIBUTION | D202003 DOMESTIC WATER EQUIPMENT | D202003567J CHEMICAL TANK | CFT
240 | D20 PLUMBING | D2020 DOMESTIC WATER DISTRIBUTION | D202003 DOMESTIC WATER EQUIPMENT | D202003567J FLOW COMPUTER | FLC
241 | D20 PLUMBING | D2020 DOMESTIC WATER DISTRIBUTION | D202003 DOMESTIC WATER EQUIPMENT | D202003567J LEVEL MONITORING | LM
242 | D20 PLUMBING | D2020 DOMESTIC WATER DISTRIBUTION | D202003 DOMESTIC WATER EQUIPMENT | D202003567J NEAT WASTE TANK | NWT
243 | D20 PLUMBING | D2020 DOMESTIC WATER DISTRIBUTION | D202003 DOMESTIC WATER EQUIPMENT | D202003567J PH SYSTEM | PHS
244 | D20 PLUMBING | D2020 DOMESTIC WATER DISTRIBUTION | D202003 DOMESTIC WATER EQUIPMENT | D202003567J PRESSURE REDUCING STATION | PRS
245 | D20 PLUMBING | D2020 DOMESTIC WATER DISTRIBUTION | D202003 DOMESTIC WATER EQUIPMENT | D202003567J PRESSURE SWITCH | PSW
246 | D20 PLUMBING | D2020 DOMESTIC WATER DISTRIBUTION | D202003 DOMESTIC WATER EQUIPMENT | D202003567J PRESSURE TANK | PT
247 | D20 PLUMBING | D2020 DOMESTIC WATER DISTRIBUTION | D202003 DOMESTIC WATER EQUIPMENT | D202003567J PURIFICATION PROCESS EQUIP | PPE
248 | D20 PLUMBING | D2020 DOMESTIC WATER DISTRIBUTION | D202003 DOMESTIC WATER EQUIPMENT | D202003567J RECLAIM TANK | RECT
249 | D20 PLUMBING | D2020 DOMESTIC WATER DISTRIBUTION | D202003 DOMESTIC WATER EQUIPMENT | D202003567J REGENERATION ACTUATOR | REGA
250 | D20 PLUMBING | D2020 DOMESTIC WATER DISTRIBUTION | D202003 DOMESTIC WATER EQUIPMENT | D202003567J REGENERATION CONTROLLER | REGC
251 | D20 PLUMBING | D2020 DOMESTIC WATER DISTRIBUTION | D202003 DOMESTIC WATER EQUIPMENT | D202003567J RESIN TANK | REST
252 | D20 PLUMBING | D2020 DOMESTIC WATER DISTRIBUTION | D202003 DOMESTIC WATER EQUIPMENT | D202003567J REVERSE OSMOSIS UNIT | ROU
253 | D20 PLUMBING | D2020 DOMESTIC WATER DISTRIBUTION | D202003 DOMESTIC WATER EQUIPMENT | D202003567J SOLID SEPARATOR | SS
254 | D20 PLUMBING | D2020 DOMESTIC WATER DISTRIBUTION | D202003 DOMESTIC WATER EQUIPMENT | D202003567J WATER ANALYZER | WAZR
255 | D20 PLUMBING | D2020 DOMESTIC WATER DISTRIBUTION | D202003 DOMESTIC WATER EQUIPMENT | D202003567J WATER FLOW METER | WFM
256 | D20 PLUMBING | D2020 DOMESTIC WATER DISTRIBUTION | D202003 DOMESTIC WATER EQUIPMENT | D202003567J WATER POLISHER | WPOL
257 | D20 PLUMBING | D2020 DOMESTIC WATER DISTRIBUTION | D202003 DOMESTIC WATER EQUIPMENT | D202003567J WATER TREATMENT SYSTEM | WTS
258 | D20 PLUMBING | D2020 DOMESTIC WATER DISTRIBUTION | D202003 DOMESTIC WATER EQUIPMENT | D202003568A ULTRAVIOLET EQUIPMENT | UVE
259 | D20 PLUMBING | D2020 DOMESTIC WATER DISTRIBUTION | D202003 DOMESTIC WATER EQUIPMENT | D202003568A ULTRAVIOLET STERILIZER | UVS
260 | D20 PLUMBING | D2020 DOMESTIC WATER DISTRIBUTION | D202091 AUXILIARY EQUIPMENT | D202091499J EXPANSION TANK | ET
261 | D20 PLUMBING | D2030 SANITARY WASTE | D203001 WASTE PIPE & FITTINGS | D203001499J DRAINAGE PIPING | SWDP
262 | D20 PLUMBING | D2030 SANITARY WASTE | D203001 WASTE PIPE & FITTINGS | D203001499J VALVE | VLV
263 | D20 PLUMBING | D2030 SANITARY WASTE | D203003 FLOOR DRAINS | D203003499J FLOOR DRAIN | FD
264 | D20 PLUMBING | D2030 SANITARY WASTE | D203004 SANITARY AND VENT EQUIPMENT | D203004499J HIGH WATER ALARM PANEL | HWAP
265 | D20 PLUMBING | D2030 SANITARY WASTE | D203004 SANITARY AND VENT EQUIPMENT | D203004499J ISOLATION VALVE | SWIV
266 | D20 PLUMBING | D2030 SANITARY WASTE | D203004 SANITARY AND VENT EQUIPMENT | D203004499J MOTOR | M
267 | D20 PLUMBING | D2030 SANITARY WASTE | D203004 SANITARY AND VENT EQUIPMENT | D203004499J PUMP | P
268 | D20 PLUMBING | D2030 SANITARY WASTE | D203004 SANITARY AND VENT EQUIPMENT | D203004499J SANITARY WASTE SYSTEM | SWS
269 | D20 PLUMBING | D2030 SANITARY WASTE | D203004 SANITARY AND VENT EQUIPMENT | D203004499J SEWAGE PUMP | SWP
270 | D20 PLUMBING | D2030 SANITARY WASTE | D203004 SANITARY AND VENT EQUIPMENT | D203004499J WASTEWATER PUMP | WSTP
271 | D20 PLUMBING | D2030 SANITARY WASTE | D203004 SANITARY AND VENT EQUIPMENT | D203004569B WATER-OIL SEPARATOR | WOS
272 | D20 PLUMBING | D2040 RAIN WATER DRAINAGE | D204002 ROOF DRAINS | D204002499J ROOF DRAIN | RFD
273 | D20 PLUMBING | D2040 RAIN WATER DRAINAGE | D204003 RAINWATER DRAINAGE EQUIPMENT | D204003570C CONTROL PANEL | CP
274 | D20 PLUMBING | D2040 RAIN WATER DRAINAGE | D204003 RAINWATER DRAINAGE EQUIPMENT | D204003570C MOTOR | M
275 | D20 PLUMBING | D2040 RAIN WATER DRAINAGE | D204003 RAINWATER DRAINAGE EQUIPMENT | D204003570C SUMP PUMP | SP
276 | D20 PLUMBING | D2090 OTHER PLUMBING SYSTEMS | D209001 SPECIAL PIPING SYSTEMS | D209001499J AFTERCOOLER | ACOL
277 | D20 PLUMBING | D2090 OTHER PLUMBING SYSTEMS | D209001 SPECIAL PIPING SYSTEMS | D209001499J AIR DRYER | ADRY
278 | D20 PLUMBING | D2090 OTHER PLUMBING SYSTEMS | D209001 SPECIAL PIPING SYSTEMS | D209001499J AMALGAM SEPARATOR | AMS
279 | D20 PLUMBING | D2090 OTHER PLUMBING SYSTEMS | D209001 SPECIAL PIPING SYSTEMS | D209001499J AUTO FLUSH | AUTOF
280 | D20 PLUMBING | D2090 OTHER PLUMBING SYSTEMS | D209001 SPECIAL PIPING SYSTEMS | D209001499J BULK LIQUID OXYGEN SOURCE | BLOS
281 | D20 PLUMBING | D2090 OTHER PLUMBING SYSTEMS | D209001 SPECIAL PIPING SYSTEMS | D209001499J CEILING COLUMN | CCOL
282 | D20 PLUMBING | D2090 OTHER PLUMBING SYSTEMS | D209001 SPECIAL PIPING SYSTEMS | D209001499J CHECK VALVE | CKV
283 | D20 PLUMBING | D2090 OTHER PLUMBING SYSTEMS | D209001 SPECIAL PIPING SYSTEMS | D209001499J COMPRESSOR | C
284 | D20 PLUMBING | D2090 OTHER PLUMBING SYSTEMS | D209001 SPECIAL PIPING SYSTEMS | D209001499J CONTROL PANEL | CP
285 | D20 PLUMBING | D2090 OTHER PLUMBING SYSTEMS | D209001 SPECIAL PIPING SYSTEMS | D209001499J DENTAL COMPRESSED AIR | DA
286 | D20 PLUMBING | D2090 OTHER PLUMBING SYSTEMS | D209001 SPECIAL PIPING SYSTEMS | D209001499J DENTAL SURGICAL VACUUM | DSV
287 | D20 PLUMBING | D2090 OTHER PLUMBING SYSTEMS | D209001 SPECIAL PIPING SYSTEMS | D209001499J DESICCANT AIR DRYER | DADRY
288 | D20 PLUMBING | D2090 OTHER PLUMBING SYSTEMS | D209001 SPECIAL PIPING SYSTEMS | D209001499J DEW POINT MONITOR | DPM
289 | D20 PLUMBING | D2090 OTHER PLUMBING SYSTEMS | D209001 SPECIAL PIPING SYSTEMS | D209001499J ETHYLENE OXIDE ABATOR | EOA
290 | D20 PLUMBING | D2090 OTHER PLUMBING SYSTEMS | D209001 SPECIAL PIPING SYSTEMS | D209001499J FLOW SWITCH | FS
291 | D20 PLUMBING | D2090 OTHER PLUMBING SYSTEMS | D209001 SPECIAL PIPING SYSTEMS | D209001499J HEAT EXCHANGER | HE
292 | D20 PLUMBING | D2090 OTHER PLUMBING SYSTEMS | D209001 SPECIAL PIPING SYSTEMS | D209001499J INSTRUMENT COMPRESSED AIR | IA
293 | D20 PLUMBING | D2090 OTHER PLUMBING SYSTEMS | D209001 SPECIAL PIPING SYSTEMS | D209001499J ISOLATION VALVE | DAIV
294 | D20 PLUMBING | D2090 OTHER PLUMBING SYSTEMS | D209001 SPECIAL PIPING SYSTEMS | D209001499J ISOLATION VALVE | DSVIV
295 | D20 PLUMBING | D2090 OTHER PLUMBING SYSTEMS | D209001 SPECIAL PIPING SYSTEMS | D209001499J ISOLATION VALVE | MAIV
296 | D20 PLUMBING | D2090 OTHER PLUMBING SYSTEMS | D209001 SPECIAL PIPING SYSTEMS | D209001499J ISOLATION VALVE | MVIV
297 | D20 PLUMBING | D2090 OTHER PLUMBING SYSTEMS | D209001 SPECIAL PIPING SYSTEMS | D209001499J ISOLATION VALVE | NIV
298 | D20 PLUMBING | D2090 OTHER PLUMBING SYSTEMS | D209001 SPECIAL PIPING SYSTEMS | D209001499J ISOLATION VALVE | NOIV
299 | D20 PLUMBING | D2090 OTHER PLUMBING SYSTEMS | D209001 SPECIAL PIPING SYSTEMS | D209001499J ISOLATION VALVE | OIV
300 | D20 PLUMBING | D2090 OTHER PLUMBING SYSTEMS | D209001 SPECIAL PIPING SYSTEMS | D209001499J LABORATORY COMPRESSED AIR | LA
301 | D20 PLUMBING | D2090 OTHER PLUMBING SYSTEMS | D209001 SPECIAL PIPING SYSTEMS | D209001499J LABORATORY DUST EVACUATION | LDE
302 | D20 PLUMBING | D2090 OTHER PLUMBING SYSTEMS | D209001 SPECIAL PIPING SYSTEMS | D209001499J MANIFOLD | AM
303 | D20 PLUMBING | D2090 OTHER PLUMBING SYSTEMS | D209001 SPECIAL PIPING SYSTEMS | D209001499J MANIFOLD | CO2M
304 | D20 PLUMBING | D2090 OTHER PLUMBING SYSTEMS | D209001 SPECIAL PIPING SYSTEMS | D209001499J MANIFOLD | MAM
305 | D20 PLUMBING | D2090 OTHER PLUMBING SYSTEMS | D209001 SPECIAL PIPING SYSTEMS | D209001499J MANIFOLD | NM
306 | D20 PLUMBING | D2090 OTHER PLUMBING SYSTEMS | D209001 SPECIAL PIPING SYSTEMS | D209001499J MANIFOLD | NOM
307 | D20 PLUMBING | D2090 OTHER PLUMBING SYSTEMS | D209001 SPECIAL PIPING SYSTEMS | D209001499J MANIFOLD | OM
308 | D20 PLUMBING | D2090 OTHER PLUMBING SYSTEMS | D209001 SPECIAL PIPING SYSTEMS | D209001499J MANIFOLD | PM
309 | D20 PLUMBING | D2090 OTHER PLUMBING SYSTEMS | D209001 SPECIAL PIPING SYSTEMS | D209001499J MANIFOLD SUPPLY SOURCE | MSS
310 | D20 PLUMBING | D2090 OTHER PLUMBING SYSTEMS | D209001 SPECIAL PIPING SYSTEMS | D209001499J MED GAS INLET | MGI
311 | D20 PLUMBING | D2090 OTHER PLUMBING SYSTEMS | D209001 SPECIAL PIPING SYSTEMS | D209001499J MED GAS OUTLET | MGO
312 | D20 PLUMBING | D2090 OTHER PLUMBING SYSTEMS | D209001 SPECIAL PIPING SYSTEMS | D209001499J MED GAS SYS-CARBON DIOXIDE | CO2
313 | D20 PLUMBING | D2090 OTHER PLUMBING SYSTEMS | D209001 SPECIAL PIPING SYSTEMS | D209001499J MED GAS SYS-ETHYLENE OXIDE | ETO
314 | D20 PLUMBING | D2090 OTHER PLUMBING SYSTEMS | D209001 SPECIAL PIPING SYSTEMS | D209001499J MED GAS SYS-NITROGEN | N
315 | D20 PLUMBING | D2090 OTHER PLUMBING SYSTEMS | D209001 SPECIAL PIPING SYSTEMS | D209001499J MED GAS SYS-NITROUS OXIDE | NO
316 | D20 PLUMBING | D2090 OTHER PLUMBING SYSTEMS | D209001 SPECIAL PIPING SYSTEMS | D209001499J MED GAS SYS-OXYGEN | O
317 | D20 PLUMBING | D2090 OTHER PLUMBING SYSTEMS | D209001 SPECIAL PIPING SYSTEMS | D209001499J MEDICAL COMPRESSED AIR | MA
318 | D20 PLUMBING | D2090 OTHER PLUMBING SYSTEMS | D209001 SPECIAL PIPING SYSTEMS | D209001499J MEDICAL GAS ALARM PANEL | MGAP
319 | D20 PLUMBING | D2090 OTHER PLUMBING SYSTEMS | D209001 SPECIAL PIPING SYSTEMS | D209001499J MEDICAL-SURGICAL VACUUM | MV
320 | D20 PLUMBING | D2090 OTHER PLUMBING SYSTEMS | D209001 SPECIAL PIPING SYSTEMS | D209001499J MONITOR | MON
321 | D20 PLUMBING | D2090 OTHER PLUMBING SYSTEMS | D209001 SPECIAL PIPING SYSTEMS | D209001499J MOTOR | M
322 | D20 PLUMBING | D2090 OTHER PLUMBING SYSTEMS | D209001 SPECIAL PIPING SYSTEMS | D209001499J OIL SEPARATOR | OSEP
323 | D20 PLUMBING | D2090 OTHER PLUMBING SYSTEMS | D209001 SPECIAL PIPING SYSTEMS | D209001499J ORAL EVACUATION | OE
324 | D20 PLUMBING | D2090 OTHER PLUMBING SYSTEMS | D209001 SPECIAL PIPING SYSTEMS | D209001499J OXYGEN MONITOR | OXMON
325 | D20 PLUMBING | D2090 OTHER PLUMBING SYSTEMS | D209001 SPECIAL PIPING SYSTEMS | D209001499J OXYGEN PURITY METER | OPM
326 | D20 PLUMBING | D2090 OTHER PLUMBING SYSTEMS | D209001 SPECIAL PIPING SYSTEMS | D209001499J PIPING SYSTEM | DPIP
327 | D20 PLUMBING | D2090 OTHER PLUMBING SYSTEMS | D209001 SPECIAL PIPING SYSTEMS | D209001499J PRESSURE GAUGE | PG
328 | D20 PLUMBING | D2090 OTHER PLUMBING SYSTEMS | D209001 SPECIAL PIPING SYSTEMS | D209001499J PRESSURE REDUCING STATION | PRS
329 | D20 PLUMBING | D2090 OTHER PLUMBING SYSTEMS | D209001 SPECIAL PIPING SYSTEMS | D209001499J PRESSURE REGULATOR | PR
330 | D20 PLUMBING | D2090 OTHER PLUMBING SYSTEMS | D209001 SPECIAL PIPING SYSTEMS | D209001499J PRESSURE SWITCH | PSW
331 | D20 PLUMBING | D2090 OTHER PLUMBING SYSTEMS | D209001 SPECIAL PIPING SYSTEMS | D209001499J PROCESS AIR COMPRESSOR | PA
332 | D20 PLUMBING | D2090 OTHER PLUMBING SYSTEMS | D209001 SPECIAL PIPING SYSTEMS | D209001499J PUMP | P
333 | D20 PLUMBING | D2090 OTHER PLUMBING SYSTEMS | D209001 SPECIAL PIPING SYSTEMS | D209001499J RECEIVER | R
334 | D20 PLUMBING | D2090 OTHER PLUMBING SYSTEMS | D209001 SPECIAL PIPING SYSTEMS | D209001499J RELIEF VALVE | RELV
335 | D20 PLUMBING | D2090 OTHER PLUMBING SYSTEMS | D209001 SPECIAL PIPING SYSTEMS | D209001499J RESERVE SYSTEM | RS
336 | D20 PLUMBING | D2090 OTHER PLUMBING SYSTEMS | D209001 SPECIAL PIPING SYSTEMS | D209001499J SAMPLING UNIT | SPLU
337 | D20 PLUMBING | D2090 OTHER PLUMBING SYSTEMS | D209001 SPECIAL PIPING SYSTEMS | D209001499J SEPARATOR TANK | SEPT
338 | D20 PLUMBING | D2090 OTHER PLUMBING SYSTEMS | D209001 SPECIAL PIPING SYSTEMS | D209001499J SWITCH UNIT | SWU
339 | D20 PLUMBING | D2090 OTHER PLUMBING SYSTEMS | D209001 SPECIAL PIPING SYSTEMS | D209001499J TELEBOOM (MED GAS) | TBOOM
340 | D20 PLUMBING | D2090 OTHER PLUMBING SYSTEMS | D209001 SPECIAL PIPING SYSTEMS | D209001499J TRANSMITTER | TM
341 | D20 PLUMBING | D2090 OTHER PLUMBING SYSTEMS | D209001 SPECIAL PIPING SYSTEMS | D209001499J VAPORIZER | VAP
342 | D20 PLUMBING | D2090 OTHER PLUMBING SYSTEMS | D209001 SPECIAL PIPING SYSTEMS | D209001499J WASTE ANESTHESIA GAS DISP | WAGD
343 | D20 PLUMBING | D2090 OTHER PLUMBING SYSTEMS | D209001 SPECIAL PIPING SYSTEMS | D209001499J ZONE VALVE | NOZV
344 | D20 PLUMBING | D2090 OTHER PLUMBING SYSTEMS | D209001 SPECIAL PIPING SYSTEMS | D209001499J ZONE VALVE | DAZV
345 | D20 PLUMBING | D2090 OTHER PLUMBING SYSTEMS | D209001 SPECIAL PIPING SYSTEMS | D209001499J ZONE VALVE | DSVZV
346 | D20 PLUMBING | D2090 OTHER PLUMBING SYSTEMS | D209001 SPECIAL PIPING SYSTEMS | D209001499J ZONE VALVE | MAZV
347 | D20 PLUMBING | D2090 OTHER PLUMBING SYSTEMS | D209001 SPECIAL PIPING SYSTEMS | D209001499J ZONE VALVE | MVZV
348 | D20 PLUMBING | D2090 OTHER PLUMBING SYSTEMS | D209001 SPECIAL PIPING SYSTEMS | D209001499J ZONE VALVE | NZV
349 | D20 PLUMBING | D2090 OTHER PLUMBING SYSTEMS | D209001 SPECIAL PIPING SYSTEMS | D209001499J ZONE VALVE | OZV
350 | D20 PLUMBING | D2090 OTHER PLUMBING SYSTEMS | D209001 SPECIAL PIPING SYSTEMS | D209001499J ZONE VALVE | WAGDZV
351 | D20 PLUMBING | D2090 OTHER PLUMBING SYSTEMS | D209002 ACID WASTE SYSTEMS | D209002499J CHEMICAL-WASTE SYSTEM | CWS
352 | D20 PLUMBING | D2090 OTHER PLUMBING SYSTEMS | D209002 ACID WASTE SYSTEMS | D209002499J MOTOR | M
353 | D20 PLUMBING | D2090 OTHER PLUMBING SYSTEMS | D209002 ACID WASTE SYSTEMS | D209002499J NEUTRALIZATION BULK TANK | NBT
354 | D20 PLUMBING | D2090 OTHER PLUMBING SYSTEMS | D209002 ACID WASTE SYSTEMS | D209002499J NEUTRALIZATION DAY TANK | NDT
355 | D20 PLUMBING | D2090 OTHER PLUMBING SYSTEMS | D209002 ACID WASTE SYSTEMS | D209002499J PUMP | P
356 | D20 PLUMBING | D2090 OTHER PLUMBING SYSTEMS | D209002 ACID WASTE SYSTEMS | D209002499J STORAGE TANK | ST
357 | D20 PLUMBING | D2090 OTHER PLUMBING SYSTEMS | D209003 INTERCEPTORS | D209003499J INTERCEPTOR | INTC
358 | D20 PLUMBING | D2090 OTHER PLUMBING SYSTEMS | D209004 POOL PIPING AND EQUIPMENT | D209004499J POOL EQUIPMENT | POOLE
359 | D20 PLUMBING | D2090 OTHER PLUMBING SYSTEMS | D209004 POOL PIPING AND EQUIPMENT | D209004499J SWIMMING POOL | SPOOL
360 | D20 PLUMBING | D2090 OTHER PLUMBING SYSTEMS | D209090 OTHER SPECIAL PLUMBING SYSTEMS | D209090499J ANIMAL WATERING SYSTEM | AWS
361 | D20 PLUMBING | D2090 OTHER PLUMBING SYSTEMS | D209090 OTHER SPECIAL PLUMBING SYSTEMS | D209090499J AUTOCLAVE | AUTO
362 | D20 PLUMBING | D2090 OTHER PLUMBING SYSTEMS | D209090 OTHER SPECIAL PLUMBING SYSTEMS | D209090499J CONDENSATE DRAIN | TBD
363 | D20 PLUMBING | D2090 OTHER PLUMBING SYSTEMS | D209090 OTHER SPECIAL PLUMBING SYSTEMS | D209090499J FUEL ANALYSIS | FANL
364 | D20 PLUMBING | D2090 OTHER PLUMBING SYSTEMS | D209090 OTHER SPECIAL PLUMBING SYSTEMS | D209090499J HEATING BOILER | HTB
365 | D20 PLUMBING | D2090 OTHER PLUMBING SYSTEMS | D209090 OTHER SPECIAL PLUMBING SYSTEMS | D209090499J LIQUID LEAK DETECTION SYS | LLDS
366 | D20 PLUMBING | D2090 OTHER PLUMBING SYSTEMS | D209090 OTHER SPECIAL PLUMBING SYSTEMS | D209090499J MOTOR | M
367 | D20 PLUMBING | D2090 OTHER PLUMBING SYSTEMS | D209090 OTHER SPECIAL PLUMBING SYSTEMS | D209090499J PH BUFFER TANK | BUFT
368 | D20 PLUMBING | D2090 OTHER PLUMBING SYSTEMS | D209090 OTHER SPECIAL PLUMBING SYSTEMS | D209090499J PUMP | P
369 | D20 PLUMBING | D2090 OTHER PLUMBING SYSTEMS | D209090 OTHER SPECIAL PLUMBING SYSTEMS | D209090499J VALVE MANHOLE | VLVM
370 | D20 PLUMBING | D2090 OTHER PLUMBING SYSTEMS | D209090 OTHER SPECIAL PLUMBING SYSTEMS | D209090499J WATER TANK LEVEL INDICATOR | WLI
371 | D20 PLUMBING | D2090 OTHER PLUMBING SYSTEMS | D209090 OTHER SPECIAL PLUMBING SYSTEMS | D209090499J WAX WASH OUT TANK ASSY. | WAXT
372 | D30 HVAC | D3010 ENERGY SUPPLY | D301001 OIL SUPPLY SYSTEM | D301001499J AIR ELIMINATOR | AIRE
373 | D30 HVAC | D3010 ENERGY SUPPLY | D301001 OIL SUPPLY SYSTEM | D301001499J CONTROL PANEL | CP
374 | D30 HVAC | D3010 ENERGY SUPPLY | D301001 OIL SUPPLY SYSTEM | D301001499J ELECTRIC OIL HEATER | EOH
375 | D30 HVAC | D3010 ENERGY SUPPLY | D301001 OIL SUPPLY SYSTEM | D301001499J FUEL OIL COOLER | FOC
376 | D30 HVAC | D3010 ENERGY SUPPLY | D301001 OIL SUPPLY SYSTEM | D301001499J FUEL OIL PIPING | FOPIP
377 | D30 HVAC | D3010 ENERGY SUPPLY | D301001 OIL SUPPLY SYSTEM | D301001499J FUEL OIL PUMP | FOP
378 | D30 HVAC | D3010 ENERGY SUPPLY | D301001 OIL SUPPLY SYSTEM | D301001499J IGNITION OIL DAY TANK | IODT
379 | D30 HVAC | D3010 ENERGY SUPPLY | D301001 OIL SUPPLY SYSTEM | D301001499J MONITORING/ALARM PANEL | FOMAP
380 | D30 HVAC | D3010 ENERGY SUPPLY | D301001 OIL SUPPLY SYSTEM | D301001499J MOTOR | M
381 | D30 HVAC | D3010 ENERGY SUPPLY | D301001 OIL SUPPLY SYSTEM | D301001499J PRESSURE REGULATOR | PR
382 | D30 HVAC | D3010 ENERGY SUPPLY | D301002 GAS SUPPLY SYSTEM | D301002499J FACILITY GAS OUTLET | FGON
383 | D30 HVAC | D3010 ENERGY SUPPLY | D301002 GAS SUPPLY SYSTEM | D301002499J FACILITY GAS OUTLET | FGOP
384 | D30 HVAC | D3010 ENERGY SUPPLY | D301002 GAS SUPPLY SYSTEM | D301002499J FACILITY GAS SYSTEM | FGSN
385 | D30 HVAC | D3010 ENERGY SUPPLY | D301002 GAS SUPPLY SYSTEM | D301002499J FACILITY GAS SYSTEM | FGSP
386 | D30 HVAC | D3010 ENERGY SUPPLY | D301002 GAS SUPPLY SYSTEM | D301002499J GAS PROVING SYSTEM | GPS
387 | D30 HVAC | D3010 ENERGY SUPPLY | D301002 GAS SUPPLY SYSTEM | D301002499J GAS SUPPLY CONNECTION | GSC
388 | D30 HVAC | D3010 ENERGY SUPPLY | D301002 GAS SUPPLY SYSTEM | D301002499J GAS SUPPLY PIPING | GSP
389 | D30 HVAC | D3010 ENERGY SUPPLY | D301002 GAS SUPPLY SYSTEM | D301002499J ISOLATION VALVE | ISOVN
390 | D30 HVAC | D3010 ENERGY SUPPLY | D301002 GAS SUPPLY SYSTEM | D301002499J ISOLATION VALVE | ISOVP
391 | D30 HVAC | D3010 ENERGY SUPPLY | D301002 GAS SUPPLY SYSTEM | D301002499J LOCAL ALARM PANEL | LAP
392 | D30 HVAC | D3010 ENERGY SUPPLY | D301002 GAS SUPPLY SYSTEM | D301002499J MAIN SHUT-OFF VALVE | MSVN
393 | D30 HVAC | D3010 ENERGY SUPPLY | D301002 GAS SUPPLY SYSTEM | D301002499J MAIN SHUT-OFF VALVE | MSVP
394 | D30 HVAC | D3010 ENERGY SUPPLY | D301002 GAS SUPPLY SYSTEM | D301002499J MANIFOLD | MF
395 | D30 HVAC | D3010 ENERGY SUPPLY | D301002 GAS SUPPLY SYSTEM | D301002499J PRESSURE REGULATOR | PR
396 | D30 HVAC | D3010 ENERGY SUPPLY | D301002 GAS SUPPLY SYSTEM | D301002720G GAS UTILITY METER | GUM
397 | D30 HVAC | D3010 ENERGY SUPPLY | D301003 STEAM SUPPLY SYSTEM (FROM CENTRAL PLANT) | D301003499J PRESSURE REGULATOR | PR
398 | D30 HVAC | D3010 ENERGY SUPPLY | D301003 STEAM SUPPLY SYSTEM (FROM CENTRAL PLANT) | D301003499J VALVE | VLV
399 | D30 HVAC | D3010 ENERGY SUPPLY | D301005 SOLAR ENERGY SYSTEMS | D301005570G SOLAR BTU METER | SBTUM
400 | D30 HVAC | D3010 ENERGY SUPPLY | D301005 SOLAR ENERGY SYSTEMS | D301005570G SOLAR CONTROL PANEL (WATER) | SCPW
401 | D30 HVAC | D3010 ENERGY SUPPLY | D301005 SOLAR ENERGY SYSTEMS | D301005570G SOLAR PANEL (WATER) | SPNLW
402 | D30 HVAC | D3020 HEAT GENERATING SYSTEMS | D302001 BOILERS | D302001499J BOILER (HOT WATER) | B
403 | D30 HVAC | D3020 HEAT GENERATING SYSTEMS | D302001 BOILERS | D302001499J BOILER (STEAM) | B
404 | D30 HVAC | D3020 HEAT GENERATING SYSTEMS | D302001 BOILERS | D302001499J BURNER | BURN
405 | D30 HVAC | D3020 HEAT GENERATING SYSTEMS | D302001 BOILERS | D302001499J CONTINUOUS EMISSIONS MONITOR | CEM
406 | D30 HVAC | D3020 HEAT GENERATING SYSTEMS | D302001 BOILERS | D302001499J CONTROL PANEL | CP
407 | D30 HVAC | D3020 HEAT GENERATING SYSTEMS | D302001 BOILERS | D302001499J DRAFT FAN | DFT
408 | D30 HVAC | D3020 HEAT GENERATING SYSTEMS | D302001 BOILERS | D302001499J HEAT RECOVERY UNIT | HRU
409 | D30 HVAC | D3020 HEAT GENERATING SYSTEMS | D302001 BOILERS | D302001499J MOTOR | M
410 | D30 HVAC | D3020 HEAT GENERATING SYSTEMS | D302001 BOILERS | D302001499J SOOT BLOWER | SBLWR
411 | D30 HVAC | D3020 HEAT GENERATING SYSTEMS | D302001 BOILERS | D302001499J VALVE | VLV
412 | D30 HVAC | D3020 HEAT GENERATING SYSTEMS | D302002 FURNACES | D302002499J FURNACE | FURN
413 | D30 HVAC | D3020 HEAT GENERATING SYSTEMS | D302004 AUXILIARY EQUIPMENT | D302004499J BLOWDOWN TANK | BDT
414 | D30 HVAC | D3020 HEAT GENERATING SYSTEMS | D302004 AUXILIARY EQUIPMENT | D302004499J BLOWDOWN VALVE | BDV
415 | D30 HVAC | D3020 HEAT GENERATING SYSTEMS | D302004 AUXILIARY EQUIPMENT | D302004499J BOILER FEED PUMP | BFDP
416 | D30 HVAC | D3020 HEAT GENERATING SYSTEMS | D302004 AUXILIARY EQUIPMENT | D302004499J BOILER FEED TANK | BFT
417 | D30 HVAC | D3020 HEAT GENERATING SYSTEMS | D302004 AUXILIARY EQUIPMENT | D302004499J BRINE PUMP | BRP
418 | D30 HVAC | D3020 HEAT GENERATING SYSTEMS | D302004 AUXILIARY EQUIPMENT | D302004499J BRINE STORAGE SYSTEM | BRSS
419 | D30 HVAC | D3020 HEAT GENERATING SYSTEMS | D302004 AUXILIARY EQUIPMENT | D302004499J CHEMICAL FEED PUMP | CFP
420 | D30 HVAC | D3020 HEAT GENERATING SYSTEMS | D302004 AUXILIARY EQUIPMENT | D302004499J CHEMICAL FEED SYSTEM | CFS
421 | D30 HVAC | D3020 HEAT GENERATING SYSTEMS | D302004 AUXILIARY EQUIPMENT | D302004499J CHEMICAL SHOT FEEDER | CSF
422 | D30 HVAC | D3020 HEAT GENERATING SYSTEMS | D302004 AUXILIARY EQUIPMENT | D302004499J CIRCULATING PUMP | CDCP
423 | D30 HVAC | D3020 HEAT GENERATING SYSTEMS | D302004 AUXILIARY EQUIPMENT | D302004499J CONDENSATE RECEIVER | CDR
424 | D30 HVAC | D3020 HEAT GENERATING SYSTEMS | D302004 AUXILIARY EQUIPMENT | D302004499J CONDENSATE RETURN PUMP | CRP
425 | D30 HVAC | D3020 HEAT GENERATING SYSTEMS | D302004 AUXILIARY EQUIPMENT | D302004499J CONDENSATE RETURN UNIT | CRU
426 | D30 HVAC | D3020 HEAT GENERATING SYSTEMS | D302004 AUXILIARY EQUIPMENT | D302004499J CONTROL PANEL | CP
427 | D30 HVAC | D3020 HEAT GENERATING SYSTEMS | D302004 AUXILIARY EQUIPMENT | D302004499J DEAERATOR | DEA
428 | D30 HVAC | D3020 HEAT GENERATING SYSTEMS | D302004 AUXILIARY EQUIPMENT | D302004499J ECONOMIZER | ECON
429 | D30 HVAC | D3020 HEAT GENERATING SYSTEMS | D302004 AUXILIARY EQUIPMENT | D302004499J FLASH TANK | FT
430 | D30 HVAC | D3020 HEAT GENERATING SYSTEMS | D302004 AUXILIARY EQUIPMENT | D302004499J HEADER | HWHDR
431 | D30 HVAC | D3020 HEAT GENERATING SYSTEMS | D302004 AUXILIARY EQUIPMENT | D302004499J LOW-WATER CUTOFF | LWCO
432 | D30 HVAC | D3020 HEAT GENERATING SYSTEMS | D302004 AUXILIARY EQUIPMENT | D302004499J MOTOR | M
433 | D30 HVAC | D3020 HEAT GENERATING SYSTEMS | D302004 AUXILIARY EQUIPMENT | D302004499J NON-CHEMICAL TREATMENT SYS | NCTS
434 | D30 HVAC | D3020 HEAT GENERATING SYSTEMS | D302004 AUXILIARY EQUIPMENT | D302004499J PURGE SYSTEM | PURG
435 | D30 HVAC | D3020 HEAT GENERATING SYSTEMS | D302004 AUXILIARY EQUIPMENT | D302004499J SAMPLE COOLER | SCOL
436 | D30 HVAC | D3020 HEAT GENERATING SYSTEMS | D302004 AUXILIARY EQUIPMENT | D302004499J STRAINER | STR
437 | D30 HVAC | D3020 HEAT GENERATING SYSTEMS | D302004 AUXILIARY EQUIPMENT | D302004499J SURGE TANK | SRG
438 | D30 HVAC | D3020 HEAT GENERATING SYSTEMS | D302004 AUXILIARY EQUIPMENT | D3020045896 EXPANSION TANK | ET
439 | D30 HVAC | D3020 HEAT GENERATING SYSTEMS | D302004 AUXILIARY EQUIPMENT | D3020046340 AIR SEPARATOR | AS
440 | D30 HVAC | D3020 HEAT GENERATING SYSTEMS | D302090 OTHER HEAT GENERATING SYSTEMS | D302090499J HEAT EXCHANGER | HE
441 | D30 HVAC | D3020 HEAT GENERATING SYSTEMS | D302090 OTHER HEAT GENERATING SYSTEMS | D302090499J INDUSTRIAL FILTRATION SYSTEM | IFS
442 | D30 HVAC | D3020 HEAT GENERATING SYSTEMS | D302090 OTHER HEAT GENERATING SYSTEMS | D302090499J PUMP | P
443 | D30 HVAC | D3020 HEAT GENERATING SYSTEMS | D302090 OTHER HEAT GENERATING SYSTEMS | D302090499J STEAM GENERATOR | SGEN
444 | D30 HVAC | D3020 HEAT GENERATING SYSTEMS | D302090 OTHER HEAT GENERATING SYSTEMS | D302090499J STEAM/ HOT WATER CONVERTER | SHWC
445 | D30 HVAC | D3030 COOLING GENERATING SYSTEMS | D303001 CHILLED WATER SYSTEMS | D303001499J BLEED-OFF SOLENOID VALVE | BOSV
446 | D30 HVAC | D3030 COOLING GENERATING SYSTEMS | D303001 CHILLED WATER SYSTEMS | D303001499J BUFFER TANK | BUFF
447 | D30 HVAC | D3030 COOLING GENERATING SYSTEMS | D303001 CHILLED WATER SYSTEMS | D303001499J CHEMICAL TANK | CFT
448 | D30 HVAC | D3030 COOLING GENERATING SYSTEMS | D303001 CHILLED WATER SYSTEMS | D303001499J CHILLED WATER PIPING | CHP
449 | D30 HVAC | D3030 COOLING GENERATING SYSTEMS | D303001 CHILLED WATER SYSTEMS | D303001499J COMPRESSOR | C
450 | D30 HVAC | D3030 COOLING GENERATING SYSTEMS | D303001 CHILLED WATER SYSTEMS | D303001499J CONDENSER WATER PIPING | CDP
451 | D30 HVAC | D3030 COOLING GENERATING SYSTEMS | D303001 CHILLED WATER SYSTEMS | D303001499J CONDENSER WATER PUMP | CDWP
452 | D30 HVAC | D3030 COOLING GENERATING SYSTEMS | D303001 CHILLED WATER SYSTEMS | D303001499J COOLING POND | CPOND
453 | D30 HVAC | D3030 COOLING GENERATING SYSTEMS | D303001 CHILLED WATER SYSTEMS | D303001499J COOLING TOWER | CT
454 | D30 HVAC | D3030 COOLING GENERATING SYSTEMS | D303001 CHILLED WATER SYSTEMS | D303001499J COOLING TOWER FAN | CTF
455 | D30 HVAC | D3030 COOLING GENERATING SYSTEMS | D303001 CHILLED WATER SYSTEMS | D303001499J CYCLONIC SEPARATOR | CYCS
456 | D30 HVAC | D3030 COOLING GENERATING SYSTEMS | D303001 CHILLED WATER SYSTEMS | D303001499J GEARBOX | GB
457 | D30 HVAC | D3030 COOLING GENERATING SYSTEMS | D303001 CHILLED WATER SYSTEMS | D303001499J HEAT EXCHANGER | HE
458 | D30 HVAC | D3030 COOLING GENERATING SYSTEMS | D303001 CHILLED WATER SYSTEMS | D303001499J SPRAY PUMP | SPP
459 | D30 HVAC | D3030 COOLING GENERATING SYSTEMS | D303001 CHILLED WATER SYSTEMS | D303001499J STORAGE TANK | ST
460 | D30 HVAC | D3030 COOLING GENERATING SYSTEMS | D303001 CHILLED WATER SYSTEMS | D303001499J VALVE | VLV
461 | D30 HVAC | D3030 COOLING GENERATING SYSTEMS | D303001 CHILLED WATER SYSTEMS | D303001592J CHILLER (RECIPROCATING) | CHR
462 | D30 HVAC | D3030 COOLING GENERATING SYSTEMS | D303001 CHILLED WATER SYSTEMS | D303001594I CHILLER (CENTRIFUGAL) | CHC
463 | D30 HVAC | D3030 COOLING GENERATING SYSTEMS | D303001 CHILLED WATER SYSTEMS | D303001596F CHILLER (ABSORPTION) | CHA
464 | D30 HVAC | D3030 COOLING GENERATING SYSTEMS | D303001 CHILLED WATER SYSTEMS | D303001608G CHILLER (SCREW) | CHRW
465 | D30 HVAC | D3030 COOLING GENERATING SYSTEMS | D303001 CHILLED WATER SYSTEMS | D303001608H CHILLER (SCROLL) | CHRL
466 | D30 HVAC | D3030 COOLING GENERATING SYSTEMS | D303001 CHILLED WATER SYSTEMS | D303001628J PLATE HEAT EXCHANGER | PHE
467 | D30 HVAC | D3030 COOLING GENERATING SYSTEMS | D303002 DIRECT EXPANSION SYSTEMS | D303002499J CONDENSER (AIR-COOLED) | ACC
468 | D30 HVAC | D3030 COOLING GENERATING SYSTEMS | D303002 DIRECT EXPANSION SYSTEMS | D303002499J CONDENSER (WATER-COOLED) | WCC
469 | D30 HVAC | D3030 COOLING GENERATING SYSTEMS | D303002 DIRECT EXPANSION SYSTEMS | D303002499J DRY COOLER | DCL
470 | D30 HVAC | D3030 COOLING GENERATING SYSTEMS | D303002 DIRECT EXPANSION SYSTEMS | D3030026041 CONDENSER (EVAPORATIVE) | EVC
471 | D30 HVAC | D3030 COOLING GENERATING SYSTEMS | D303004 AUXILIARY EQUIPMENT | D303004499J AIR SEPARATOR | AS
472 | D30 HVAC | D3030 COOLING GENERATING SYSTEMS | D303004 AUXILIARY EQUIPMENT | D303004499J CHEMICAL FEED PUMP | CFP
473 | D30 HVAC | D3030 COOLING GENERATING SYSTEMS | D303004 AUXILIARY EQUIPMENT | D303004499J CHEMICAL FEED SYSTEM | CFS
474 | D30 HVAC | D3030 COOLING GENERATING SYSTEMS | D303004 AUXILIARY EQUIPMENT | D303004499J CHEMICAL SHOT FEEDER | CSF
475 | D30 HVAC | D3030 COOLING GENERATING SYSTEMS | D303004 AUXILIARY EQUIPMENT | D303004499J CONTROL PANEL | CP
476 | D30 HVAC | D3030 COOLING GENERATING SYSTEMS | D303004 AUXILIARY EQUIPMENT | D303004499J EXPANSION TANK | ET
477 | D30 HVAC | D3030 COOLING GENERATING SYSTEMS | D303004 AUXILIARY EQUIPMENT | D303004499J MOTOR | M
478 | D30 HVAC | D3030 COOLING GENERATING SYSTEMS | D303004 AUXILIARY EQUIPMENT | D303004499J NON-CHEMICAL TREATMENT SYS | NCTS
479 | D30 HVAC | D3030 COOLING GENERATING SYSTEMS | D303004 AUXILIARY EQUIPMENT | D303004499J PURGE SYSTEM | PURG
480 | D30 HVAC | D3030 COOLING GENERATING SYSTEMS | D303004 AUXILIARY EQUIPMENT | D303004499J STRAINER | STR
481 | D30 HVAC | D3030 COOLING GENERATING SYSTEMS | D303090 OTHER COOLING GENERATING SYSTEMS | D303090499J INDUSTRIAL FILTRATION SYSTEM | IFS
482 | D30 HVAC | D3040 DISTRIBUTION SYSTEMS | D304001 AIR DISTRIBUTION, HEATING & COOLING | D304001499J AIR FILTER (ELECTROSTATIC) | AFE
483 | D30 HVAC | D3040 DISTRIBUTION SYSTEMS | D304001 AIR DISTRIBUTION, HEATING & COOLING | D304001499J AIR FILTRATION SYS (CBR) | CBR
484 | D30 HVAC | D3040 DISTRIBUTION SYSTEMS | D304001 AIR DISTRIBUTION, HEATING & COOLING | D304001499J AIR FILTRATION SYS (HEPA) | HEPA
485 | D30 HVAC | D3040 DISTRIBUTION SYSTEMS | D304001 AIR DISTRIBUTION, HEATING & COOLING | D304001499J AIR SUPPLY VALVE | ASV
486 | D30 HVAC | D3040 DISTRIBUTION SYSTEMS | D304001 AIR DISTRIBUTION, HEATING & COOLING | D304001499J BOOSTER FAN | BF
487 | D30 HVAC | D3040 DISTRIBUTION SYSTEMS | D304001 AIR DISTRIBUTION, HEATING & COOLING | D304001499J CARBON ADSORBER | CBRAS
488 | D30 HVAC | D3040 DISTRIBUTION SYSTEMS | D304001 AIR DISTRIBUTION, HEATING & COOLING | D304001499J CONTROL PANEL | CP
489 | D30 HVAC | D3040 DISTRIBUTION SYSTEMS | D304001 AIR DISTRIBUTION, HEATING & COOLING | D304001499J CONTROL VALVE | CTLV
490 | D30 HVAC | D3040 DISTRIBUTION SYSTEMS | D304001 AIR DISTRIBUTION, HEATING & COOLING | D304001499J DAMPER | DAMP
491 | D30 HVAC | D3040 DISTRIBUTION SYSTEMS | D304001 AIR DISTRIBUTION, HEATING & COOLING | D304001499J DAMPER ACTUATOR | DACTU
492 | D30 HVAC | D3040 DISTRIBUTION SYSTEMS | D304001 AIR DISTRIBUTION, HEATING & COOLING | D304001499J DESICCANT WHEEL DEHUMIDIFIER | DWD
493 | D30 HVAC | D3040 DISTRIBUTION SYSTEMS | D304001 AIR DISTRIBUTION, HEATING & COOLING | D304001499J DIFFUSER | DIFF
494 | D30 HVAC | D3040 DISTRIBUTION SYSTEMS | D304001 AIR DISTRIBUTION, HEATING & COOLING | D304001499J DRY SCRUBBER | DSCB
495 | D30 HVAC | D3040 DISTRIBUTION SYSTEMS | D304001 AIR DISTRIBUTION, HEATING & COOLING | D304001499J DUCT HEATER ELECTRIC | DHE
496 | D30 HVAC | D3040 DISTRIBUTION SYSTEMS | D304001 AIR DISTRIBUTION, HEATING & COOLING | D304001499J DUCT HEATER HOT WATER | DHW
497 | D30 HVAC | D3040 DISTRIBUTION SYSTEMS | D304001 AIR DISTRIBUTION, HEATING & COOLING | D304001499J ENERGY RECOVERY UNIT | ERU
498 | D30 HVAC | D3040 DISTRIBUTION SYSTEMS | D304001 AIR DISTRIBUTION, HEATING & COOLING | D304001499J EXHAUST AIR FAN | EAF
499 | D30 HVAC | D3040 DISTRIBUTION SYSTEMS | D304001 AIR DISTRIBUTION, HEATING & COOLING | D304001499J EXHAUST VALVE | EXV
500 | D30 HVAC | D3040 DISTRIBUTION SYSTEMS | D304001 AIR DISTRIBUTION, HEATING & COOLING | D304001499J FILTER BOX | FB
501 | D30 HVAC | D3040 DISTRIBUTION SYSTEMS | D304001 AIR DISTRIBUTION, HEATING & COOLING | D304001499J FIRE-SMOKE DAMPER | FSDM
502 | D30 HVAC | D3040 DISTRIBUTION SYSTEMS | D304001 AIR DISTRIBUTION, HEATING & COOLING | D304001499J FRESH AIR INTAKE | FAIT
503 | D30 HVAC | D3040 DISTRIBUTION SYSTEMS | D304001 AIR DISTRIBUTION, HEATING & COOLING | D304001499J GRILLE | GRIL
504 | D30 HVAC | D3040 DISTRIBUTION SYSTEMS | D304001 AIR DISTRIBUTION, HEATING & COOLING | D304001499J ISOLATION VALVE | IV
505 | D30 HVAC | D3040 DISTRIBUTION SYSTEMS | D304001 AIR DISTRIBUTION, HEATING & COOLING | D304001499J MIXING BOX | MB
506 | D30 HVAC | D3040 DISTRIBUTION SYSTEMS | D304001 AIR DISTRIBUTION, HEATING & COOLING | D304001499J MOTOR | M
507 | D30 HVAC | D3040 DISTRIBUTION SYSTEMS | D304001 AIR DISTRIBUTION, HEATING & COOLING | D304001499J OUTSIDE AIR FAN | OAF
508 | D30 HVAC | D3040 DISTRIBUTION SYSTEMS | D304001 AIR DISTRIBUTION, HEATING & COOLING | D304001499J PREHEAT COIL | PHC
509 | D30 HVAC | D3040 DISTRIBUTION SYSTEMS | D304001 AIR DISTRIBUTION, HEATING & COOLING | D304001499J REGISTER | RSTR
510 | D30 HVAC | D3040 DISTRIBUTION SYSTEMS | D304001 AIR DISTRIBUTION, HEATING & COOLING | D304001499J REHEAT COIL | RHC
511 | D30 HVAC | D3040 DISTRIBUTION SYSTEMS | D304001 AIR DISTRIBUTION, HEATING & COOLING | D304001499J RETURN AIR FAN | RAF
512 | D30 HVAC | D3040 DISTRIBUTION SYSTEMS | D304001 AIR DISTRIBUTION, HEATING & COOLING | D304001499J ROOFTOP UNIT | RTU
513 | D30 HVAC | D3040 DISTRIBUTION SYSTEMS | D304001 AIR DISTRIBUTION, HEATING & COOLING | D304001499J SOUND TRAP | SNDT
514 | D30 HVAC | D3040 DISTRIBUTION SYSTEMS | D304001 AIR DISTRIBUTION, HEATING & COOLING | D304001499J SUPPLY AIR FAN | SAF
515 | D30 HVAC | D3040 DISTRIBUTION SYSTEMS | D304001 AIR DISTRIBUTION, HEATING & COOLING | D304001499J TERMINAL UNIT (CAV) | CAV
516 | D30 HVAC | D3040 DISTRIBUTION SYSTEMS | D304001 AIR DISTRIBUTION, HEATING & COOLING | D304001499J VALVE | VLV
517 | D30 HVAC | D3040 DISTRIBUTION SYSTEMS | D304001 AIR DISTRIBUTION, HEATING & COOLING | D304001499J VAPORIZED HYDROGEN PEROXIDE SYS | VHPS
518 | D30 HVAC | D3040 DISTRIBUTION SYSTEMS | D304001 AIR DISTRIBUTION, HEATING & COOLING | D304001499X AXIAL FLOW FAN | AFF
519 | D30 HVAC | D3040 DISTRIBUTION SYSTEMS | D304001 AIR DISTRIBUTION, HEATING & COOLING | D304001621H TERMINAL UNIT (VAV) | VAV
520 | D30 HVAC | D3040 DISTRIBUTION SYSTEMS | D304001 AIR DISTRIBUTION, HEATING & COOLING | D3040016307 DEHUMIDIFIER | DHUM
521 | D30 HVAC | D3040 DISTRIBUTION SYSTEMS | D304001 AIR DISTRIBUTION, HEATING & COOLING | D3040016315 HUMIDIFIER | HUM
522 | D30 HVAC | D3040 DISTRIBUTION SYSTEMS | D304001 AIR DISTRIBUTION, HEATING & COOLING | D304001639D FIRE DAMPER | FDM
523 | D30 HVAC | D3040 DISTRIBUTION SYSTEMS | D304001 AIR DISTRIBUTION, HEATING & COOLING | D304001639D SMOKE DAMPER | SDM
524 | D30 HVAC | D3040 DISTRIBUTION SYSTEMS | D304002 STEAM DISTRIBUTION SYSTEMS | D304002499J CONDENSATE RETURN UNIT | CRU
525 | D30 HVAC | D3040 DISTRIBUTION SYSTEMS | D304002 STEAM DISTRIBUTION SYSTEMS | D304002499J FLASH TANK | FT
526 | D30 HVAC | D3040 DISTRIBUTION SYSTEMS | D304002 STEAM DISTRIBUTION SYSTEMS | D304002499J HEADER | SHDR
527 | D30 HVAC | D3040 DISTRIBUTION SYSTEMS | D304002 STEAM DISTRIBUTION SYSTEMS | D304002499J MOTOR | M
528 | D30 HVAC | D3040 DISTRIBUTION SYSTEMS | D304002 STEAM DISTRIBUTION SYSTEMS | D304002499J PRESSURE REDUCING STATION | PRS
529 | D30 HVAC | D3040 DISTRIBUTION SYSTEMS | D304002 STEAM DISTRIBUTION SYSTEMS | D304002499J PUMP | P
530 | D30 HVAC | D3040 DISTRIBUTION SYSTEMS | D304002 STEAM DISTRIBUTION SYSTEMS | D304002499J REGULATING VALVE | REGV
531 | D30 HVAC | D3040 DISTRIBUTION SYSTEMS | D304002 STEAM DISTRIBUTION SYSTEMS | D304002499J STEAM GENERATOR | SGEN
532 | D30 HVAC | D3040 DISTRIBUTION SYSTEMS | D304002 STEAM DISTRIBUTION SYSTEMS | D304002499J STEAM PIPING | STPP
533 | D30 HVAC | D3040 DISTRIBUTION SYSTEMS | D304002 STEAM DISTRIBUTION SYSTEMS | D304002499J STEAM TRAP | STP
534 | D30 HVAC | D3040 DISTRIBUTION SYSTEMS | D304002 STEAM DISTRIBUTION SYSTEMS | D304002499J VALVE | SVLV
535 | D30 HVAC | D3040 DISTRIBUTION SYSTEMS | D304003 HOT WATER DISTRIBUTION SYSTEMS | D304003499J CIRCULATING PUMP | HWCP
536 | D30 HVAC | D3040 DISTRIBUTION SYSTEMS | D304003 HOT WATER DISTRIBUTION SYSTEMS | D304003499J CONTROL PANEL | CP
537 | D30 HVAC | D3040 DISTRIBUTION SYSTEMS | D304003 HOT WATER DISTRIBUTION SYSTEMS | D304003499J EXPANSION TANK | ET
538 | D30 HVAC | D3040 DISTRIBUTION SYSTEMS | D304003 HOT WATER DISTRIBUTION SYSTEMS | D304003499J HEAT EXCHANGER | HE
539 | D30 HVAC | D3040 DISTRIBUTION SYSTEMS | D304003 HOT WATER DISTRIBUTION SYSTEMS | D304003499J HOT WATER PIPING | HWPP
540 | D30 HVAC | D3040 DISTRIBUTION SYSTEMS | D304003 HOT WATER DISTRIBUTION SYSTEMS | D304003499J HOT WATER PUMP | HWP
541 | D30 HVAC | D3040 DISTRIBUTION SYSTEMS | D304003 HOT WATER DISTRIBUTION SYSTEMS | D304003499J MOTOR | M
542 | D30 HVAC | D3040 DISTRIBUTION SYSTEMS | D304003 HOT WATER DISTRIBUTION SYSTEMS | D304003499J STORAGE TANK | HWST
543 | D30 HVAC | D3040 DISTRIBUTION SYSTEMS | D304003 HOT WATER DISTRIBUTION SYSTEMS | D304003499J THERMOSTATIC MIXING VALVE | TMV
544 | D30 HVAC | D3040 DISTRIBUTION SYSTEMS | D304003 HOT WATER DISTRIBUTION SYSTEMS | D304003499J VALVE | HWV
545 | D30 HVAC | D3040 DISTRIBUTION SYSTEMS | D304003 HOT WATER DISTRIBUTION SYSTEMS | D304003628J PLATE HEAT EXCHANGER | PHE
546 | D30 HVAC | D3040 DISTRIBUTION SYSTEMS | D304003 HOT WATER DISTRIBUTION SYSTEMS | D304003628J SHELL & TUBE HEAT EXCHANGER | STHE
547 | D30 HVAC | D3040 DISTRIBUTION SYSTEMS | D304005 GLYCOL DISTRIBUTION SYSTEMS | D304005499J GLYCOL FEED SYSTEM | GFS
548 | D30 HVAC | D3040 DISTRIBUTION SYSTEMS | D304005 GLYCOL DISTRIBUTION SYSTEMS | D304005499J GLYCOL PUMP | GP
549 | D30 HVAC | D3040 DISTRIBUTION SYSTEMS | D304005 GLYCOL DISTRIBUTION SYSTEMS | D304005499J MOTOR | M
550 | D30 HVAC | D3040 DISTRIBUTION SYSTEMS | D304005 GLYCOL DISTRIBUTION SYSTEMS | D304005499J SUPPLY TANK | GST
551 | D30 HVAC | D3040 DISTRIBUTION SYSTEMS | D304005 GLYCOL DISTRIBUTION SYSTEMS | D304005499J VALVE | GVLV
552 | D30 HVAC | D3040 DISTRIBUTION SYSTEMS | D304006 CHILLED WATER DISTRIBUTION SYSTEMS | D304006499J CHILLED WATER LOOP | CWL
553 | D30 HVAC | D3040 DISTRIBUTION SYSTEMS | D304006 CHILLED WATER DISTRIBUTION SYSTEMS | D304006499J CHILLED WATER PIPING | CHWPP
554 | D30 HVAC | D3040 DISTRIBUTION SYSTEMS | D304006 CHILLED WATER DISTRIBUTION SYSTEMS | D304006499J CHILLED WATER PUMP | CHWP
555 | D30 HVAC | D3040 DISTRIBUTION SYSTEMS | D304006 CHILLED WATER DISTRIBUTION SYSTEMS | D304006499J CHILLED WATER STORAGE TANK | CWST
556 | D30 HVAC | D3040 DISTRIBUTION SYSTEMS | D304006 CHILLED WATER DISTRIBUTION SYSTEMS | D304006499J CIRCULATING PUMP | CWCP
557 | D30 HVAC | D3040 DISTRIBUTION SYSTEMS | D304006 CHILLED WATER DISTRIBUTION SYSTEMS | D304006499J CONTROL PANEL | CP
558 | D30 HVAC | D3040 DISTRIBUTION SYSTEMS | D304006 CHILLED WATER DISTRIBUTION SYSTEMS | D304006499J HEADER | CWHDR
559 | D30 HVAC | D3040 DISTRIBUTION SYSTEMS | D304006 CHILLED WATER DISTRIBUTION SYSTEMS | D304006499J MOTOR | M
560 | D30 HVAC | D3040 DISTRIBUTION SYSTEMS | D304006 CHILLED WATER DISTRIBUTION SYSTEMS | D304006499J VALVE | CWV
561 | D30 HVAC | D3040 DISTRIBUTION SYSTEMS | D304007 EXHAUST SYSTEMS | D304007499J CHECK VALVE | CKV
562 | D30 HVAC | D3040 DISTRIBUTION SYSTEMS | D304007 EXHAUST SYSTEMS | D304007499J COMBUSTION AIR FAN | CAF
563 | D30 HVAC | D3040 DISTRIBUTION SYSTEMS | D304007 EXHAUST SYSTEMS | D304007499J CONTROL PANEL | CP
564 | D30 HVAC | D3040 DISTRIBUTION SYSTEMS | D304007 EXHAUST SYSTEMS | D304007499J DRYER VENT | DVENT
565 | D30 HVAC | D3040 DISTRIBUTION SYSTEMS | D304007 EXHAUST SYSTEMS | D304007499J EXHAUST FAN | EF
566 | D30 HVAC | D3040 DISTRIBUTION SYSTEMS | D304007 EXHAUST SYSTEMS | D304007499J MOTOR | M
567 | D30 HVAC | D3040 DISTRIBUTION SYSTEMS | D304007 EXHAUST SYSTEMS | D304007499J RELIEF FAN | RLF
568 | D30 HVAC | D3040 DISTRIBUTION SYSTEMS | D304007 EXHAUST SYSTEMS | D304007499J TOILET EXHAUST FAN | TEF
569 | D30 HVAC | D3040 DISTRIBUTION SYSTEMS | D304007 EXHAUST SYSTEMS | D304007499J ULTRAVIOLET LIGHT | UVL
570 | D30 HVAC | D3040 DISTRIBUTION SYSTEMS | D304007 EXHAUST SYSTEMS | D304007499J VENT | VENT
571 | D30 HVAC | D3040 DISTRIBUTION SYSTEMS | D304007 EXHAUST SYSTEMS | D304007499J VENTILATION FAN | VF
572 | D30 HVAC | D3040 DISTRIBUTION SYSTEMS | D304007 EXHAUST SYSTEMS | D304007627D EXHAUST HOOD (KITCHEN) | KEH
573 | D30 HVAC | D3040 DISTRIBUTION SYSTEMS | D304007 EXHAUST SYSTEMS | D304007637G CEILING EXHAUST FAN | CEF
574 | D30 HVAC | D3040 DISTRIBUTION SYSTEMS | D304007 EXHAUST SYSTEMS | D3040076703 FUME HOOD | FH
575 | D30 HVAC | D3040 DISTRIBUTION SYSTEMS | D304007 EXHAUST SYSTEMS | D3040076705 VEHICLE EXHAUST SYSTEM | VES
576 | D30 HVAC | D3040 DISTRIBUTION SYSTEMS | D304007 EXHAUST SYSTEMS | D304007670D EXHAUST HOOD | EH
577 | D30 HVAC | D3040 DISTRIBUTION SYSTEMS | D304007 EXHAUST SYSTEMS | D304007670D LABORATORY FUME HOOD | LFH
578 | D30 HVAC | D3040 DISTRIBUTION SYSTEMS | D304008 AIR HANDLING UNITS | D304008499J AIR HANDLING UNIT | AHU
579 | D30 HVAC | D3040 DISTRIBUTION SYSTEMS | D304008 AIR HANDLING UNITS | D304008499J CONTROL PANEL | CP
580 | D30 HVAC | D3050 TERMINAL & PACKAGE UNITS | D305001 UNIT VENTILATORS | D305001499J UNIT VENTILATOR | UV
581 | D30 HVAC | D3050 TERMINAL & PACKAGE UNITS | D305001 UNIT VENTILATORS | D3050016616 MAKE-UP AIR UNIT | MUAU
582 | D30 HVAC | D3050 TERMINAL & PACKAGE UNITS | D305001 UNIT VENTILATORS | D3050016721 AIR CURTAIN | AIC
583 | D30 HVAC | D3050 TERMINAL & PACKAGE UNITS | D305002 UNIT HEATERS | D305002499J BASEBOARD HEATER | BBH
584 | D30 HVAC | D3050 TERMINAL & PACKAGE UNITS | D305002 UNIT HEATERS | D305002499J CABINET HEATER | CABH
585 | D30 HVAC | D3050 TERMINAL & PACKAGE UNITS | D305002 UNIT HEATERS | D305002499J CONTROL PANEL | CP
586 | D30 HVAC | D3050 TERMINAL & PACKAGE UNITS | D305002 UNIT HEATERS | D305002499J CONVECTOR HEATER | CONVH
587 | D30 HVAC | D3050 TERMINAL & PACKAGE UNITS | D305002 UNIT HEATERS | D305002499J ELECTRIC DUCT HEATER | EDH
588 | D30 HVAC | D3050 TERMINAL & PACKAGE UNITS | D305002 UNIT HEATERS | D305002499J MOTOR | M
589 | D30 HVAC | D3050 TERMINAL & PACKAGE UNITS | D305002 UNIT HEATERS | D305002499J UNIT HEATER | UH
590 | D30 HVAC | D3050 TERMINAL & PACKAGE UNITS | D305002 UNIT HEATERS | D305002659C RADIANT HEATER | RH
591 | D30 HVAC | D3050 TERMINAL & PACKAGE UNITS | D305003 FAN COIL UNITS | D305003499J CONTROL PANEL | CP
592 | D30 HVAC | D3050 TERMINAL & PACKAGE UNITS | D305003 FAN COIL UNITS | D305003499J FAN COIL UNIT | FCU
593 | D30 HVAC | D3050 TERMINAL & PACKAGE UNITS | D305003 FAN COIL UNITS | D305003499J MOTOR | M
594 | D30 HVAC | D3050 TERMINAL & PACKAGE UNITS | D305004 FIN TUBE RADIATION | D305004499J FINNED TUBE RADIATOR | FTR
595 | D30 HVAC | D3050 TERMINAL & PACKAGE UNITS | D305004 FIN TUBE RADIATION | D305004499J MOTOR | M
596 | D30 HVAC | D3050 TERMINAL & PACKAGE UNITS | D305006 PACKAGE UNITS | D305006499J COMPRESSOR | C
597 | D30 HVAC | D3050 TERMINAL & PACKAGE UNITS | D305006 PACKAGE UNITS | D305006499J COMPUTER ROOM AC UNIT | CRACU
598 | D30 HVAC | D3050 TERMINAL & PACKAGE UNITS | D305006 PACKAGE UNITS | D305006499J CONDENSING UNIT | CU
599 | D30 HVAC | D3050 TERMINAL & PACKAGE UNITS | D305006 PACKAGE UNITS | D305006499J CONTROL PANEL | CP
600 | D30 HVAC | D3050 TERMINAL & PACKAGE UNITS | D305006 PACKAGE UNITS | D305006499J COOLING COIL | CC
601 | D30 HVAC | D3050 TERMINAL & PACKAGE UNITS | D305006 PACKAGE UNITS | D305006499J HEAT PUMP | HP
602 | D30 HVAC | D3050 TERMINAL & PACKAGE UNITS | D305006 PACKAGE UNITS | D305006499J MOTOR | M
603 | D30 HVAC | D3050 TERMINAL & PACKAGE UNITS | D305006 PACKAGE UNITS | D305006499J OUTDOOR AIR INTAKE DAMPER | OAID
604 | D30 HVAC | D3050 TERMINAL & PACKAGE UNITS | D305006 PACKAGE UNITS | D305006499J UNIT AIR CONDITIONER | UAC
605 | D30 HVAC | D3050 TERMINAL & PACKAGE UNITS | D305006 PACKAGE UNITS | D305006642A SPLIT A/C CONDENSING UNIT | STUC
606 | D30 HVAC | D3050 TERMINAL & PACKAGE UNITS | D305006 PACKAGE UNITS | D305006642A SPLIT A/C EVAP/BLOWER UNIT | STUE
607 | D30 HVAC | D3050 TERMINAL & PACKAGE UNITS | D305006 PACKAGE UNITS | D3050066544 A/C UNIT (THRU-WALL) | TWAC
608 | D30 HVAC | D3050 TERMINAL & PACKAGE UNITS | D305006 PACKAGE UNITS | D3050066595 A/C UNIT (WINDOW) | WAC
609 | D30 HVAC | D3050 TERMINAL & PACKAGE UNITS | D305006 PACKAGE UNITS | D305006662B PACKAGE UNIT | PU
610 | D30 HVAC | D3050 TERMINAL & PACKAGE UNITS | D305006 PACKAGE UNITS | D3050067235 EVAPORATIVE COOLING UNIT | ECU
611 | D30 HVAC | D3050 TERMINAL & PACKAGE UNITS | D305090 OTHER TERMINAL & PACKAGE UNITS | D305090499J AIR WASHER | AIRW
612 | D30 HVAC | D3050 TERMINAL & PACKAGE UNITS | D305090 OTHER TERMINAL & PACKAGE UNITS | D305090499J COIL INDUCTION UNIT | CIU
613 | D30 HVAC | D3050 TERMINAL & PACKAGE UNITS | D305090 OTHER TERMINAL & PACKAGE UNITS | D305090499J MOTOR | M
614 | D30 HVAC | D3060 CONTROLS & INSTRUMENTATION | D306001 HVAC CONTROLS | D306001499J AFTERCOOLER | ACOL
615 | D30 HVAC | D3060 CONTROLS & INSTRUMENTATION | D306001 HVAC CONTROLS | D306001499J AIR DRYER | ADRY
616 | D30 HVAC | D3060 CONTROLS & INSTRUMENTATION | D306001 HVAC CONTROLS | D306001499J AIR FLOW MEASUREMENT STATION | AFMS
617 | D30 HVAC | D3060 CONTROLS & INSTRUMENTATION | D306001 HVAC CONTROLS | D306001499J AUTOMATIC CONTROL VALVES | ACV
618 | D30 HVAC | D3060 CONTROLS & INSTRUMENTATION | D306001 HVAC CONTROLS | D306001499J CARBON DIOXIDE SENSOR | CO2S
619 | D30 HVAC | D3060 CONTROLS & INSTRUMENTATION | D306001 HVAC CONTROLS | D306001499J COMPRESSOR | C
620 | D30 HVAC | D3060 CONTROLS & INSTRUMENTATION | D306001 HVAC CONTROLS | D306001499J CONTROL AIR COMPRESSOR | CAC
621 | D30 HVAC | D3060 CONTROLS & INSTRUMENTATION | D306001 HVAC CONTROLS | D306001499J CONTROL PANEL | CP
622 | D30 HVAC | D3060 CONTROLS & INSTRUMENTATION | D306001 HVAC CONTROLS | D306001499J CONTROL VALVE | CTLV
623 | D30 HVAC | D3060 CONTROLS & INSTRUMENTATION | D306001 HVAC CONTROLS | D306001499J DAMPER ACTUATOR | DACTU
624 | D30 HVAC | D3060 CONTROLS & INSTRUMENTATION | D306001 HVAC CONTROLS | D306001499J ELECTRIC ACTUATOR | EACTU
625 | D30 HVAC | D3060 CONTROLS & INSTRUMENTATION | D306001 HVAC CONTROLS | D306001499J EMERGENCY STOP PUSHBUTTON | ESPB
626 | D30 HVAC | D3060 CONTROLS & INSTRUMENTATION | D306001 HVAC CONTROLS | D306001499J FLOAT SWITCH | FLTS
627 | D30 HVAC | D3060 CONTROLS & INSTRUMENTATION | D306001 HVAC CONTROLS | D306001499J FLOW METER | FLOM
628 | D30 HVAC | D3060 CONTROLS & INSTRUMENTATION | D306001 HVAC CONTROLS | D306001499J FLOW SWITCH | FLOS
629 | D30 HVAC | D3060 CONTROLS & INSTRUMENTATION | D306001 HVAC CONTROLS | D306001499J HUMIDITY SENSOR | HUMS
630 | D30 HVAC | D3060 CONTROLS & INSTRUMENTATION | D306001 HVAC CONTROLS | D306001499J LOCAL ALARM PANEL | LAP
631 | D30 HVAC | D3060 CONTROLS & INSTRUMENTATION | D306001 HVAC CONTROLS | D306001499J MANOMETER | MANO
632 | D30 HVAC | D3060 CONTROLS & INSTRUMENTATION | D306001 HVAC CONTROLS | D306001499J MOTOR | M
633 | D30 HVAC | D3060 CONTROLS & INSTRUMENTATION | D306001 HVAC CONTROLS | D306001499J OXYGEN MONITOR | OMO
634 | D30 HVAC | D3060 CONTROLS & INSTRUMENTATION | D306001 HVAC CONTROLS | D306001499J PLANT AIR COMPRESSOR | PAC
635 | D30 HVAC | D3060 CONTROLS & INSTRUMENTATION | D306001 HVAC CONTROLS | D306001499J PRESSURE GAUGE | PG
636 | D30 HVAC | D3060 CONTROLS & INSTRUMENTATION | D306001 HVAC CONTROLS | D306001499J PRESSURE REDUCING STATION | PRS
637 | D30 HVAC | D3060 CONTROLS & INSTRUMENTATION | D306001 HVAC CONTROLS | D306001499J PRESSURE REGULATOR | PR
638 | D30 HVAC | D3060 CONTROLS & INSTRUMENTATION | D306001 HVAC CONTROLS | D306001499J PRESSURE RELIEF VALVE | PRLV
639 | D30 HVAC | D3060 CONTROLS & INSTRUMENTATION | D306001 HVAC CONTROLS | D306001499J PRESSURE SWITCH | PSW
640 | D30 HVAC | D3060 CONTROLS & INSTRUMENTATION | D306001 HVAC CONTROLS | D306001499J PRESSURE-MONITORING ALARM | PMA
641 | D30 HVAC | D3060 CONTROLS & INSTRUMENTATION | D306001 HVAC CONTROLS | D306001499J RECEIVER | R
642 | D30 HVAC | D3060 CONTROLS & INSTRUMENTATION | D306001 HVAC CONTROLS | D306001499J REFRIGERANT LEAK DETECTOR | RLD
643 | D30 HVAC | D3060 CONTROLS & INSTRUMENTATION | D306001 HVAC CONTROLS | D306001499J REFRIGERANT LEAK MONITOR | RLM
644 | D30 HVAC | D3060 CONTROLS & INSTRUMENTATION | D306001 HVAC CONTROLS | D306001499J ROOM PRESSURE MONITOR | RPM
645 | D30 HVAC | D3060 CONTROLS & INSTRUMENTATION | D306001 HVAC CONTROLS | D306001499J TEMPERATURE REGULATOR | TEMPR
646 | D30 HVAC | D3060 CONTROLS & INSTRUMENTATION | D306001 HVAC CONTROLS | D306001499J TEMPERATURE SENSOR | TEMPS
647 | D30 HVAC | D3060 CONTROLS & INSTRUMENTATION | D306001 HVAC CONTROLS | D306001499J THERMOMETER | THERM
648 | D30 HVAC | D3060 CONTROLS & INSTRUMENTATION | D306001 HVAC CONTROLS | D306001499J THERMOSTAT | TSTAT
649 | D30 HVAC | D3060 CONTROLS & INSTRUMENTATION | D306001 HVAC CONTROLS | D306001499J TIMER | TIME
650 | D30 HVAC | D3060 CONTROLS & INSTRUMENTATION | D306002 ELECTRONIC CONTROLS | D306002499J ELECTRONIC CONTROL PANEL | ECP
651 | D30 HVAC | D3060 CONTROLS & INSTRUMENTATION | D306002 ELECTRONIC CONTROLS | D306002499J VALVE | VLV
652 | D30 HVAC | D3060 CONTROLS & INSTRUMENTATION | D306002 ELECTRONIC CONTROLS | D306002665D DIRECT DIGITAL CONTROL | DDC
653 | D30 HVAC | D3060 CONTROLS & INSTRUMENTATION | D306003 PNEUMATIC CONTROLS | D306003499J PNEUMATIC CONTROL PANEL | PCP
654 | D30 HVAC | D3060 CONTROLS & INSTRUMENTATION | D306003 PNEUMATIC CONTROLS | D306003499J VALVE | VLV
655 | D30 HVAC | D3060 CONTROLS & INSTRUMENTATION | D306003 PNEUMATIC CONTROLS | D306003669D PRESSURE SENSOR | PPS
656 | D30 HVAC | D3060 CONTROLS & INSTRUMENTATION | D306090 OTHER CONTROLS INSTRUMENTATION | D306090499J CHART RECORDER | CR
657 | D30 HVAC | D3060 CONTROLS & INSTRUMENTATION | D306090 OTHER CONTROLS INSTRUMENTATION | D306090499J FLUE GAS ANALYZER | FGA
658 | D30 HVAC | D3090 OTHER HVAC SYSTEMS AND EQUIPMENT | D309002 REFRIGERATION SYSTEMS | D309002499J AIR DRYER | ADRY
659 | D30 HVAC | D3090 OTHER HVAC SYSTEMS AND EQUIPMENT | D309002 REFRIGERATION SYSTEMS | D309002499J COMPRESSOR | C
660 | D30 HVAC | D3090 OTHER HVAC SYSTEMS AND EQUIPMENT | D309002 REFRIGERATION SYSTEMS | D309002499J CONDENSER | COND
661 | D30 HVAC | D3090 OTHER HVAC SYSTEMS AND EQUIPMENT | D309002 REFRIGERATION SYSTEMS | D309002499J CONTROL PANEL | CP
662 | D30 HVAC | D3090 OTHER HVAC SYSTEMS AND EQUIPMENT | D309002 REFRIGERATION SYSTEMS | D309002499J EVAPORATOR | EVAP
663 | D30 HVAC | D3090 OTHER HVAC SYSTEMS AND EQUIPMENT | D309002 REFRIGERATION SYSTEMS | D309002499J ICE MACHINE | IM
664 | D30 HVAC | D3090 OTHER HVAC SYSTEMS AND EQUIPMENT | D309002 REFRIGERATION SYSTEMS | D309002499J LIQUID RECEIVER | LR
665 | D30 HVAC | D3090 OTHER HVAC SYSTEMS AND EQUIPMENT | D309002 REFRIGERATION SYSTEMS | D309002499J LOCAL ALARM PANEL | LAP
666 | D30 HVAC | D3090 OTHER HVAC SYSTEMS AND EQUIPMENT | D309002 REFRIGERATION SYSTEMS | D309002499J PUMP | P
667 | D30 HVAC | D3090 OTHER HVAC SYSTEMS AND EQUIPMENT | D309002 REFRIGERATION SYSTEMS | D309002499J REFRIGERANT RECOVERY TANK | RRT
668 | D30 HVAC | D3090 OTHER HVAC SYSTEMS AND EQUIPMENT | D309002 REFRIGERATION SYSTEMS | D309002499J REFRIGERATION ALARM PANEL | RAP
669 | D30 HVAC | D3090 OTHER HVAC SYSTEMS AND EQUIPMENT | D309090 OTHER SPECIAL MECHANICAL SYSTEMS | D309090499J EMERGENCY SHUTOFF | ESO
670 | D30 HVAC | D3090 OTHER HVAC SYSTEMS AND EQUIPMENT | D309090 OTHER SPECIAL MECHANICAL SYSTEMS | D309090499J WATER SOFTENING SYSTEM | WSS
671 | D40 FIRE PROTECTION | D4010 FIRE ALARM AND DETECTION SYSTEMS | D401001 FIRE ALARM DISTRIBUTION | D401001499J ALARM RECORDING PRINTER | FARP
672 | D40 FIRE PROTECTION | D4010 FIRE ALARM AND DETECTION SYSTEMS | D401001 FIRE ALARM DISTRIBUTION | D401001499J AMPLIFIER | FAAMP
673 | D40 FIRE PROTECTION | D4010 FIRE ALARM AND DETECTION SYSTEMS | D401001 FIRE ALARM DISTRIBUTION | D401001499J BATTERY POWER SUPPLY | FAPS
674 | D40 FIRE PROTECTION | D4010 FIRE ALARM AND DETECTION SYSTEMS | D401001 FIRE ALARM DISTRIBUTION | D401001499J BATTERY POWER SUPPLY | MNPS
675 | D40 FIRE PROTECTION | D4010 FIRE ALARM AND DETECTION SYSTEMS | D401001 FIRE ALARM DISTRIBUTION | D401001499J FIRE ALARM CONTROL UNIT | FACU
676 | D40 FIRE PROTECTION | D4010 FIRE ALARM AND DETECTION SYSTEMS | D401001 FIRE ALARM DISTRIBUTION | D401001499J MSTR FA CNTRL UNIT | MFACU
677 | D40 FIRE PROTECTION | D4010 FIRE ALARM AND DETECTION SYSTEMS | D401001 FIRE ALARM DISTRIBUTION | D401001499J REMOTE ANNUNCIATOR PANEL | FRAP
678 | D40 FIRE PROTECTION | D4010 FIRE ALARM AND DETECTION SYSTEMS | D401001 FIRE ALARM DISTRIBUTION | D401001499J TRANSMITTER | FATM
679 | D40 FIRE PROTECTION | D4010 FIRE ALARM AND DETECTION SYSTEMS | D401001 FIRE ALARM DISTRIBUTION | D4010016779 FIRE ALARM CONTROL PANEL | FACP
680 | D40 FIRE PROTECTION | D4010 FIRE ALARM AND DETECTION SYSTEMS | D401002 FIRE ALARM DEVICES | D401002499J AIR PRESSURE SWITCH | APS
681 | D40 FIRE PROTECTION | D4010 FIRE ALARM AND DETECTION SYSTEMS | D401002 FIRE ALARM DEVICES | D401002499J AIR SAMPLING SMOKE DETECTOR | ASSD
682 | D40 FIRE PROTECTION | D4010 FIRE ALARM AND DETECTION SYSTEMS | D401002 FIRE ALARM DEVICES | D401002499J CARBON DIOXIDE DETECTOR | CDD
683 | D40 FIRE PROTECTION | D4010 FIRE ALARM AND DETECTION SYSTEMS | D401002 FIRE ALARM DEVICES | D401002499J CARBON MONOXIDE DETECTOR | CMD
684 | D40 FIRE PROTECTION | D4010 FIRE ALARM AND DETECTION SYSTEMS | D401002 FIRE ALARM DEVICES | D401002499J COMBUSTIBLE GAS DETECTOR | CGD
685 | D40 FIRE PROTECTION | D4010 FIRE ALARM AND DETECTION SYSTEMS | D401002 FIRE ALARM DEVICES | D401002499J DUCT SMOKE DETECTOR | DSD
686 | D40 FIRE PROTECTION | D4010 FIRE ALARM AND DETECTION SYSTEMS | D401002 FIRE ALARM DEVICES | D401002499J EMERG VOICE ALARM SPEAKER | EVAS
687 | D40 FIRE PROTECTION | D4010 FIRE ALARM AND DETECTION SYSTEMS | D401002 FIRE ALARM DEVICES | D401002499J GAS DETECTION SYSTEM | GDS
688 | D40 FIRE PROTECTION | D4010 FIRE ALARM AND DETECTION SYSTEMS | D401002 FIRE ALARM DEVICES | D401002499J HEAT DETECTOR | HD
689 | D40 FIRE PROTECTION | D4010 FIRE ALARM AND DETECTION SYSTEMS | D401002 FIRE ALARM DEVICES | D401002499J HEAT/SMOKE DETECTOR | HSD
690 | D40 FIRE PROTECTION | D4010 FIRE ALARM AND DETECTION SYSTEMS | D401002 FIRE ALARM DEVICES | D401002499J MNS AUDIO VISUAL ALARM | MNAV
691 | D40 FIRE PROTECTION | D4010 FIRE ALARM AND DETECTION SYSTEMS | D401002 FIRE ALARM DEVICES | D401002499J MNS AUTONOMOUS CONTROL UNIT | MNACU
692 | D40 FIRE PROTECTION | D4010 FIRE ALARM AND DETECTION SYSTEMS | D401002 FIRE ALARM DEVICES | D401002499J MNS LOCAL OPERATING CONSOLE | MNLOC
693 | D40 FIRE PROTECTION | D4010 FIRE ALARM AND DETECTION SYSTEMS | D401002 FIRE ALARM DEVICES | D401002499J MNS TEXTUAL DISPLAY | MNTD
694 | D40 FIRE PROTECTION | D4010 FIRE ALARM AND DETECTION SYSTEMS | D401002 FIRE ALARM DEVICES | D401002499J MNS VISUAL ALARM | MNVA
695 | D40 FIRE PROTECTION | D4010 FIRE ALARM AND DETECTION SYSTEMS | D401002 FIRE ALARM DEVICES | D401002499J SMOKE DETECTOR | SD
696 | D40 FIRE PROTECTION | D4010 FIRE ALARM AND DETECTION SYSTEMS | D401002 FIRE ALARM DEVICES | D401002499J SYSTEM CIRCUIT | SLC
697 | D40 FIRE PROTECTION | D4010 FIRE ALARM AND DETECTION SYSTEMS | D401002 FIRE ALARM DEVICES | D401002499J TAMPER SWITCH | TS
698 | D40 FIRE PROTECTION | D4010 FIRE ALARM AND DETECTION SYSTEMS | D401002 FIRE ALARM DEVICES | D401002499J TEMPERATURE ALARM | TEMPA
699 | D40 FIRE PROTECTION | D4010 FIRE ALARM AND DETECTION SYSTEMS | D401002 FIRE ALARM DEVICES | D401002499J WATER MOTOR GONG | WMG
700 | D40 FIRE PROTECTION | D4010 FIRE ALARM AND DETECTION SYSTEMS | D401002 FIRE ALARM DEVICES | D401002499J WATERFLOW SWITCH | WFS
701 | D40 FIRE PROTECTION | D4010 FIRE ALARM AND DETECTION SYSTEMS | D401002 FIRE ALARM DEVICES | D401002678D BEAM SMOKE DETECTOR | BSD
702 | D40 FIRE PROTECTION | D4010 FIRE ALARM AND DETECTION SYSTEMS | D401002 FIRE ALARM DEVICES | D401002678I DOOR RELEASING DEVICE | DRD
703 | D40 FIRE PROTECTION | D4010 FIRE ALARM AND DETECTION SYSTEMS | D401002 FIRE ALARM DEVICES | D401002679C MANUAL PULL/PUSH STATION | MPS
704 | D40 FIRE PROTECTION | D4010 FIRE ALARM AND DETECTION SYSTEMS | D401002 FIRE ALARM DEVICES | D401002724I FA VISUAL ALARM | FAVA
705 | D40 FIRE PROTECTION | D4010 FIRE ALARM AND DETECTION SYSTEMS | D401002 FIRE ALARM DEVICES | D401002724J FA AUDIO ALARM | FAAA
706 | D40 FIRE PROTECTION | D4010 FIRE ALARM AND DETECTION SYSTEMS | D401002 FIRE ALARM DEVICES | D401002724K FA/MNS STROBE | FMNST
707 | D40 FIRE PROTECTION | D4010 FIRE ALARM AND DETECTION SYSTEMS | D401002 FIRE ALARM DEVICES | D401002724L FA/MNS SPEAKER/STROBE | FMNSS
708 | D40 FIRE PROTECTION | D4010 FIRE ALARM AND DETECTION SYSTEMS | D401002 FIRE ALARM DEVICES | D401002725A FA AUDIO VISUAL ALARM | FAAV
709 | D40 FIRE PROTECTION | D4020 FIRE SUPP WATER SUPPLY / EQUIP | D402001 FIRE PROTECTION WATER PIPING AND EQUIPMENT | D402001499J ELECTRICAL HEAT TRACE | EHT
710 | D40 FIRE PROTECTION | D4020 FIRE SUPP WATER SUPPLY / EQUIP | D402001 FIRE PROTECTION WATER PIPING AND EQUIPMENT | D402001499J EXPANSION CHAMBER | EXPC
711 | D40 FIRE PROTECTION | D4020 FIRE SUPP WATER SUPPLY / EQUIP | D402001 FIRE PROTECTION WATER PIPING AND EQUIPMENT | D402001499J MAIN DRAIN | MD
712 | D40 FIRE PROTECTION | D4020 FIRE SUPP WATER SUPPLY / EQUIP | D402001 FIRE PROTECTION WATER PIPING AND EQUIPMENT | D402001499J MOTOR | M
713 | D40 FIRE PROTECTION | D4020 FIRE SUPP WATER SUPPLY / EQUIP | D402001 FIRE PROTECTION WATER PIPING AND EQUIPMENT | D402001499J POST INDICATOR VALVE | PIV
714 | D40 FIRE PROTECTION | D4020 FIRE SUPP WATER SUPPLY / EQUIP | D402001 FIRE PROTECTION WATER PIPING AND EQUIPMENT | D402001499J STRAINER | STR
715 | D40 FIRE PROTECTION | D4020 FIRE SUPP WATER SUPPLY / EQUIP | D402001 FIRE PROTECTION WATER PIPING AND EQUIPMENT | D4020016772 BACKFLOW PREVENTER | BFPS
716 | D40 FIRE PROTECTION | D4020 FIRE SUPP WATER SUPPLY / EQUIP | D402001 FIRE PROTECTION WATER PIPING AND EQUIPMENT | D402001720J SPRINKLER AIR COMPRESSOR | SAC
717 | D40 FIRE PROTECTION | D4020 FIRE SUPP WATER SUPPLY / EQUIP | D402002 FIRE PUMP | D402002499J DIESEL ENGINE | DENG
718 | D40 FIRE PROTECTION | D4020 FIRE SUPP WATER SUPPLY / EQUIP | D402002 FIRE PUMP | D402002499J FIRE PUMP | FP
719 | D40 FIRE PROTECTION | D4020 FIRE SUPP WATER SUPPLY / EQUIP | D402002 FIRE PUMP | D402002499J FIRE PUMP CONTROLLER | FPC
720 | D40 FIRE PROTECTION | D4020 FIRE SUPP WATER SUPPLY / EQUIP | D402002 FIRE PUMP | D402002499J JOCKEY PUMP | JP
721 | D40 FIRE PROTECTION | D4020 FIRE SUPP WATER SUPPLY / EQUIP | D402002 FIRE PUMP | D402002499J JOCKEY PUMP CONTROLLER | JPC
722 | D40 FIRE PROTECTION | D4020 FIRE SUPP WATER SUPPLY / EQUIP | D402002 FIRE PUMP | D402002499J MOTOR | M
723 | D40 FIRE PROTECTION | D4030 STANDPIPE SYSTEMS | D403001 STANDPIPE EQUIPMENT & PIPING | D403001499J FIRE DEPT CONNECTION | FDC
724 | D40 FIRE PROTECTION | D4030 STANDPIPE SYSTEMS | D403001 STANDPIPE EQUIPMENT & PIPING | D403001499J HOSE CONNECTION | HC
725 | D40 FIRE PROTECTION | D4030 STANDPIPE SYSTEMS | D403001 STANDPIPE EQUIPMENT & PIPING | D403001499J PRESSURE REDUCING VALVE | PRV
726 | D40 FIRE PROTECTION | D4030 STANDPIPE SYSTEMS | D403001 STANDPIPE EQUIPMENT & PIPING | D403001499J STANDPIPE SYSTEM (DRY) | SPSD
727 | D40 FIRE PROTECTION | D4030 STANDPIPE SYSTEMS | D403001 STANDPIPE EQUIPMENT & PIPING | D403001499J STANDPIPE SYSTEM (WET) | SPSW
728 | D40 FIRE PROTECTION | D4030 STANDPIPE SYSTEMS | D403001 STANDPIPE EQUIPMENT & PIPING | D4030016750 RISER | RISE
729 | D40 FIRE PROTECTION | D4030 STANDPIPE SYSTEMS | D403001 STANDPIPE EQUIPMENT & PIPING | D403001676A FIRE HOSE STATION | FHS
730 | D40 FIRE PROTECTION | D4040 SPRINKLERS | D404001 SPRINKLERS AND RELEASING DEVICES | D404001499J DRY PIPE VALVE | DPV
731 | D40 FIRE PROTECTION | D4040 SPRINKLERS | D404001 SPRINKLERS AND RELEASING DEVICES | D404001499J PRESSURE GAUGE | PG
732 | D40 FIRE PROTECTION | D4040 SPRINKLERS | D404001 SPRINKLERS AND RELEASING DEVICES | D404001499J PRESSURE REDUCING STATION | PRS
733 | D40 FIRE PROTECTION | D4040 SPRINKLERS | D404001 SPRINKLERS AND RELEASING DEVICES | D404001499J SOLENOID VALVE | SOLV
734 | D40 FIRE PROTECTION | D4040 SPRINKLERS | D404001 SPRINKLERS AND RELEASING DEVICES | D404001499J SPRINKLERS | S
735 | D40 FIRE PROTECTION | D4040 SPRINKLERS | D404001 SPRINKLERS AND RELEASING DEVICES | D404001499J VALVE | VLV
736 | D40 FIRE PROTECTION | D4040 SPRINKLERS | D404001 SPRINKLERS AND RELEASING DEVICES | D404001672F DRY PIPE SPRINKLER SYSTEM | DPSS
737 | D40 FIRE PROTECTION | D4040 SPRINKLERS | D404001 SPRINKLERS AND RELEASING DEVICES | D404001672J PREACTION SPRINKLER SYSTEM | PASS
738 | D40 FIRE PROTECTION | D4040 SPRINKLERS | D404001 SPRINKLERS AND RELEASING DEVICES | D404001673D DELUGE SPRINKLER SYSTEM | DSS
739 | D40 FIRE PROTECTION | D4040 SPRINKLERS | D404001 SPRINKLERS AND RELEASING DEVICES | D404001674B WET PIPE SPRINKLER SYSTEM | WPSS
740 | D40 FIRE PROTECTION | D4040 SPRINKLERS | D404002 SPRINKLER WATER SUPPLY EQUIPMENT AND PIPING | D404002499J ALARM TEST VALVE | ATV
741 | D40 FIRE PROTECTION | D4040 SPRINKLERS | D404002 SPRINKLER WATER SUPPLY EQUIPMENT AND PIPING | D404002499J CHECK VALVE | CKV
742 | D40 FIRE PROTECTION | D4040 SPRINKLERS | D404002 SPRINKLER WATER SUPPLY EQUIPMENT AND PIPING | D404002499J CIRCULATION RELIEF VALVE | FPCRV
743 | D40 FIRE PROTECTION | D4040 SPRINKLERS | D404002 SPRINKLER WATER SUPPLY EQUIPMENT AND PIPING | D404002499J CONTROL VALVE | CTLV
744 | D40 FIRE PROTECTION | D4040 SPRINKLERS | D404002 SPRINKLER WATER SUPPLY EQUIPMENT AND PIPING | D404002499J DELUGE VALVE | FPDV
745 | D40 FIRE PROTECTION | D4040 SPRINKLERS | D404002 SPRINKLER WATER SUPPLY EQUIPMENT AND PIPING | D404002499J FLOOR CONTROL VALVE | FCV
746 | D40 FIRE PROTECTION | D4040 SPRINKLERS | D404002 SPRINKLER WATER SUPPLY EQUIPMENT AND PIPING | D404002499J MAIN SHUT-OFF VALVE | MSVS
747 | D40 FIRE PROTECTION | D4040 SPRINKLERS | D404002 SPRINKLER WATER SUPPLY EQUIPMENT AND PIPING | D404002499J OS&Y VALVE | OSYV
748 | D40 FIRE PROTECTION | D4040 SPRINKLERS | D404002 SPRINKLER WATER SUPPLY EQUIPMENT AND PIPING | D404002499J PREACTION VALVE | PREAV
749 | D40 FIRE PROTECTION | D4050 FIRE PROTECTION SPECIALTIES | D405001 PORTABLE EXTINGUISHERS | D405001499J FIRE EXTINGUISHER | FE
750 | D40 FIRE PROTECTION | D4050 FIRE PROTECTION SPECIALTIES | D405001 PORTABLE EXTINGUISHERS | D405001499J FIRE EXTINGUISHER CLASS K | FECK
751 | D40 FIRE PROTECTION | D4050 FIRE PROTECTION SPECIALTIES | D405001 PORTABLE EXTINGUISHERS | D405001499J FIRE EXTINGUISHER CLN AGENT | FECA
752 | D40 FIRE PROTECTION | D4050 FIRE PROTECTION SPECIALTIES | D405001 PORTABLE EXTINGUISHERS | D405001499J FIRE EXTINGUISHER NON MAG | FENM
753 | D40 FIRE PROTECTION | D4050 FIRE PROTECTION SPECIALTIES | D405001 PORTABLE EXTINGUISHERS | D405001499J FIRE EXTINGUISHER WATER | FEWT
754 | D40 FIRE PROTECTION | D4050 FIRE PROTECTION SPECIALTIES | D405001 PORTABLE EXTINGUISHERS | D405001499J FIRE EXTINGUISHER-CO2 | FECD
755 | D40 FIRE PROTECTION | D4050 FIRE PROTECTION SPECIALTIES | D405001 PORTABLE EXTINGUISHERS | D405001499J FIRE EXTINGUISHER-DRY CHEM | FEDC
756 | D40 FIRE PROTECTION | D4050 FIRE PROTECTION SPECIALTIES | D405001 PORTABLE EXTINGUISHERS | D405001499J FIRE EXTINGUISHER-HALON | FEH
757 | D40 FIRE PROTECTION | D4050 FIRE PROTECTION SPECIALTIES | D405001 PORTABLE EXTINGUISHERS | D405001499J FIRE EXTINGUISHER-WET CHEM | FEWC
758 | D40 FIRE PROTECTION | D4090 OTHER FIRE PROTECTION SYSTEMS | D409001 CARBON DIOXIDE SYSTEMS | D409001499J CO2 EXTINGUISHING SYSTEM | CDES
759 | D40 FIRE PROTECTION | D4090 OTHER FIRE PROTECTION SYSTEMS | D409001 CARBON DIOXIDE SYSTEMS | D409001499J CONTROL PANEL | CP
760 | D40 FIRE PROTECTION | D4090 OTHER FIRE PROTECTION SYSTEMS | D409002 FOAM GENERATING EQUIPMENT | D409002499J FOAM EXTINGUISHING SYSTEM | FES
761 | D40 FIRE PROTECTION | D4090 OTHER FIRE PROTECTION SYSTEMS | D409003 CLEAN AGENT SYSTEMS | D409003499J CLEAN AGENT SYSTEM | CAS
762 | D40 FIRE PROTECTION | D4090 OTHER FIRE PROTECTION SYSTEMS | D409003 CLEAN AGENT SYSTEMS | D409003499J CONTROL PANEL | CP
763 | D40 FIRE PROTECTION | D4090 OTHER FIRE PROTECTION SYSTEMS | D409090 OTHER SPECIAL FIRE PROTECTION SYSTEMS | D409090499J CONTROL PANEL | CP
764 | D40 FIRE PROTECTION | D4090 OTHER FIRE PROTECTION SYSTEMS | D409090 OTHER SPECIAL FIRE PROTECTION SYSTEMS | D409090499J DRY CHEM EXTINGUISHING SYS | DCES
765 | D40 FIRE PROTECTION | D4090 OTHER FIRE PROTECTION SYSTEMS | D409090 OTHER SPECIAL FIRE PROTECTION SYSTEMS | D409090499J FIRE CURTAIN | FC
766 | D40 FIRE PROTECTION | D4090 OTHER FIRE PROTECTION SYSTEMS | D409090 OTHER SPECIAL FIRE PROTECTION SYSTEMS | D409090499J HALON EXTINGUISHING SYSTEM | HES
767 | D40 FIRE PROTECTION | D4090 OTHER FIRE PROTECTION SYSTEMS | D409090 OTHER SPECIAL FIRE PROTECTION SYSTEMS | D409090499J MOTOR | M
768 | D40 FIRE PROTECTION | D4090 OTHER FIRE PROTECTION SYSTEMS | D409090 OTHER SPECIAL FIRE PROTECTION SYSTEMS | D409090499J PRESSURIZATION FAN | SPF
769 | D40 FIRE PROTECTION | D4090 OTHER FIRE PROTECTION SYSTEMS | D409090 OTHER SPECIAL FIRE PROTECTION SYSTEMS | D409090499J SMOKE EXHAUST SYSTEM | SES
770 | D40 FIRE PROTECTION | D4090 OTHER FIRE PROTECTION SYSTEMS | D409090 OTHER SPECIAL FIRE PROTECTION SYSTEMS | D409090499J SUPPRESSION CONTROL PANEL | FSCP
771 | D40 FIRE PROTECTION | D4090 OTHER FIRE PROTECTION SYSTEMS | D409090 OTHER SPECIAL FIRE PROTECTION SYSTEMS | D409090499J WET CHEM EXTINGUISHING SYS | WCES
772 | D50 ELECTRICAL | D5010 ELECTRICAL SERVICE & DISTRIBUTION | D501001 MAIN TRANSFORMERS | D501001499J TRANSFORMER (LIQUID FILLED) | TLF
773 | D50 ELECTRICAL | D5010 ELECTRICAL SERVICE & DISTRIBUTION | D501002 SERVICE ENTRANCE EQUIPMENT | D501002499J AIR CIRCUIT BREAKER | ACB
774 | D50 ELECTRICAL | D5010 ELECTRICAL SERVICE & DISTRIBUTION | D501002 SERVICE ENTRANCE EQUIPMENT | D501002499J AIR SWITCH | ASW
775 | D50 ELECTRICAL | D5010 ELECTRICAL SERVICE & DISTRIBUTION | D501002 SERVICE ENTRANCE EQUIPMENT | D501002499J CIRCUIT INTERRUPTER SWITCH | CISW
776 | D50 ELECTRICAL | D5010 ELECTRICAL SERVICE & DISTRIBUTION | D501002 SERVICE ENTRANCE EQUIPMENT | D501002499J DOUBLE-ENDED SWITCHGEAR | DESG
777 | D50 ELECTRICAL | D5010 ELECTRICAL SERVICE & DISTRIBUTION | D501002 SERVICE ENTRANCE EQUIPMENT | D501002499J MAIN DISCONNECT SWITCH | MDS
778 | D50 ELECTRICAL | D5010 ELECTRICAL SERVICE & DISTRIBUTION | D501002 SERVICE ENTRANCE EQUIPMENT | D501002499J MAIN DISTRIBUTION PANEL | MDP
779 | D50 ELECTRICAL | D5010 ELECTRICAL SERVICE & DISTRIBUTION | D501002 SERVICE ENTRANCE EQUIPMENT | D501002499J SECONDARY UNIT SUBSTATION | SSUB
780 | D50 ELECTRICAL | D5010 ELECTRICAL SERVICE & DISTRIBUTION | D501002 SERVICE ENTRANCE EQUIPMENT | D501002499J SWITCHBOARD | SB
781 | D50 ELECTRICAL | D5010 ELECTRICAL SERVICE & DISTRIBUTION | D501002 SERVICE ENTRANCE EQUIPMENT | D501002499J TIE BREAKER | TB
782 | D50 ELECTRICAL | D5010 ELECTRICAL SERVICE & DISTRIBUTION | D501002 SERVICE ENTRANCE EQUIPMENT | D501002499J VACUUM CIRCUIT BREAKER | VCB
783 | D50 ELECTRICAL | D5010 ELECTRICAL SERVICE & DISTRIBUTION | D501003 INTERIOR DISTRIBUTION TRANSFORMERS | D501003499J TRANSFORMER (LIQUID FILLED) | TLF
784 | D50 ELECTRICAL | D5010 ELECTRICAL SERVICE & DISTRIBUTION | D501003 INTERIOR DISTRIBUTION TRANSFORMERS | D501003690J TRANSFORMER (DRY TYPE) | TDT
785 | D50 ELECTRICAL | D5010 ELECTRICAL SERVICE & DISTRIBUTION | D501004 PANELBOARDS | D501004499J CIRCUIT BREAKER | CB
786 | D50 ELECTRICAL | D5010 ELECTRICAL SERVICE & DISTRIBUTION | D501004 PANELBOARDS | D501004499J DISTRIBUTION PANELBOARD | DP
787 | D50 ELECTRICAL | D5010 ELECTRICAL SERVICE & DISTRIBUTION | D501004 PANELBOARDS | D501004499J ISOLATION POWER PANEL | ISOP
788 | D50 ELECTRICAL | D5010 ELECTRICAL SERVICE & DISTRIBUTION | D501004 PANELBOARDS | D501004499J PANELBOARD | PNL
789 | D50 ELECTRICAL | D5010 ELECTRICAL SERVICE & DISTRIBUTION | D501004 PANELBOARDS | D501004499J SHUNT TRIP CIRCUIT BREAKER | STCB
790 | D50 ELECTRICAL | D5010 ELECTRICAL SERVICE & DISTRIBUTION | D501004 PANELBOARDS | D5010046815 SWITCHGEAR | SG
791 | D50 ELECTRICAL | D5010 ELECTRICAL SERVICE & DISTRIBUTION | D501004 PANELBOARDS | D501004683A MANUAL TRANSFER SWITCH | MTS
792 | D50 ELECTRICAL | D5010 ELECTRICAL SERVICE & DISTRIBUTION | D501004 PANELBOARDS | D501004721B DISCONNECT SWITCH | DS
793 | D50 ELECTRICAL | D5010 ELECTRICAL SERVICE & DISTRIBUTION | D501005 ENCLOSED CIRCUIT BREAKERS | D501005499J MAIN CIRCUIT BREAKER | MCB
794 | D50 ELECTRICAL | D5010 ELECTRICAL SERVICE & DISTRIBUTION | D501006 MOTOR CONTROL CENTERS | D501006499J MOTOR CONTROL CENTER | MCC
795 | D50 ELECTRICAL | D5010 ELECTRICAL SERVICE & DISTRIBUTION | D501006 MOTOR CONTROL CENTERS | D501006499J MOTOR STARTER | MS
796 | D50 ELECTRICAL | D5010 ELECTRICAL SERVICE & DISTRIBUTION | D501006 MOTOR CONTROL CENTERS | D501006499J MOTOR STARTER DISCONNECT | MSDS
797 | D50 ELECTRICAL | D5010 ELECTRICAL SERVICE & DISTRIBUTION | D501090 OTHER SERVICE AND DISTRIBUTION | D501090499J JUNCTION BOX | JB
798 | D50 ELECTRICAL | D5010 ELECTRICAL SERVICE & DISTRIBUTION | D501090 OTHER SERVICE AND DISTRIBUTION | D501090499J POWER INVERTER | PI
799 | D50 ELECTRICAL | D5010 ELECTRICAL SERVICE & DISTRIBUTION | D501090 OTHER SERVICE AND DISTRIBUTION | D501090499J RELAY | RLY
800 | D50 ELECTRICAL | D5010 ELECTRICAL SERVICE & DISTRIBUTION | D501090 OTHER SERVICE AND DISTRIBUTION | D501090499J VARIABLE FREQUENCY DRIVE | VFD
801 | D50 ELECTRICAL | D5020 LIGHTING & BRANCH WIRING | D502001 BRANCH WIRING | D502001499J RECEPTACLE | RECP
802 | D50 ELECTRICAL | D5020 LIGHTING & BRANCH WIRING | D502001 BRANCH WIRING | D502001499J RECEPTACLE (ESSENTIAL) | ESSR
803 | D50 ELECTRICAL | D5020 LIGHTING & BRANCH WIRING | D502001 BRANCH WIRING | D502001499J RECEPTACLE (GFCI) | GFCI
804 | D50 ELECTRICAL | D5020 LIGHTING & BRANCH WIRING | D502002 LIGHTING EQUIPMENT | D502002499J INTERIOR LIGHTING | ILT
805 | D50 ELECTRICAL | D5020 LIGHTING & BRANCH WIRING | D502002 LIGHTING EQUIPMENT | D502002499J LIGHTING CONTROL DEVICE | LCD
806 | D50 ELECTRICAL | D5020 LIGHTING & BRANCH WIRING | D502002 LIGHTING EQUIPMENT | D502002703I INTERIOR LIGHTING - FLUORESC | ILFLU
807 | D50 ELECTRICAL | D5020 LIGHTING & BRANCH WIRING | D502002 LIGHTING EQUIPMENT | D502002704D INTERIOR LIGHTING - INCANDES | ILINC
808 | D50 ELECTRICAL | D5020 LIGHTING & BRANCH WIRING | D502002 LIGHTING EQUIPMENT | D502002705E INTERIOR LIGHTING - HID | ILHID
809 | D50 ELECTRICAL | D5020 LIGHTING & BRANCH WIRING | D502002 LIGHTING EQUIPMENT | D502002707A BUILDING ACCENT/FLOODLIGHT | BAFL
810 | D50 ELECTRICAL | D5020 LIGHTING & BRANCH WIRING | D502002 LIGHTING EQUIPMENT | D502002707A BUILDING LIGHT | BL
811 | D50 ELECTRICAL | D5030 COMMUNICATIONS & SECURITY | D503001 TELECOMMUNICATIONS SYSTEMS | D503001499J AREA OF REFUGE CONTROL POINT | AORCP
812 | D50 ELECTRICAL | D5030 COMMUNICATIONS & SECURITY | D503001 TELECOMMUNICATIONS SYSTEMS | D503001499J AREA OF REFUGE STATION | AORS
813 | D50 ELECTRICAL | D5030 COMMUNICATIONS & SECURITY | D503001 TELECOMMUNICATIONS SYSTEMS | D503001499J EMERGENCY TWO-WAY COMM | ETWC
814 | D50 ELECTRICAL | D5030 COMMUNICATIONS & SECURITY | D503001 TELECOMMUNICATIONS SYSTEMS | D503001499J NETWORK EQUIPMENT | NETE
815 | D50 ELECTRICAL | D5030 COMMUNICATIONS & SECURITY | D503001 TELECOMMUNICATIONS SYSTEMS | D503001499J OPTICAL BACKBONE CABLING | OBC
816 | D50 ELECTRICAL | D5030 COMMUNICATIONS & SECURITY | D503001 TELECOMMUNICATIONS SYSTEMS | D503001499J TELEPHONE SYSTEM | TELES
817 | D50 ELECTRICAL | D5030 COMMUNICATIONS & SECURITY | D503001 TELECOMMUNICATIONS SYSTEMS | D503001499J TERMINAL CABINET | TERMC
818 | D50 ELECTRICAL | D5030 COMMUNICATIONS & SECURITY | D503002 PUBLIC ADDRESS SYSTEMS | D503002499J AMPLIFIER | PAA
819 | D50 ELECTRICAL | D5030 COMMUNICATIONS & SECURITY | D503002 PUBLIC ADDRESS SYSTEMS | D503002499J AUXILIARY INPUT | PASI
820 | D50 ELECTRICAL | D5030 COMMUNICATIONS & SECURITY | D503002 PUBLIC ADDRESS SYSTEMS | D503002499J BACKGROUND MUSIC EQUIPMENT | PAME
821 | D50 ELECTRICAL | D5030 COMMUNICATIONS & SECURITY | D503002 PUBLIC ADDRESS SYSTEMS | D503002499J BATTERY POWER SUPPLY | PAPS
822 | D50 ELECTRICAL | D5030 COMMUNICATIONS & SECURITY | D503002 PUBLIC ADDRESS SYSTEMS | D503002499J DISTRIBUTION EQUIPMENT | PADE
823 | D50 ELECTRICAL | D5030 COMMUNICATIONS & SECURITY | D503002 PUBLIC ADDRESS SYSTEMS | D503002499J ELECTRONIC MESSAGE SIGNAGE | EMS
824 | D50 ELECTRICAL | D5030 COMMUNICATIONS & SECURITY | D503002 PUBLIC ADDRESS SYSTEMS | D503002499J MASTER STATION | PAMS
825 | D50 ELECTRICAL | D5030 COMMUNICATIONS & SECURITY | D503002 PUBLIC ADDRESS SYSTEMS | D503002499J MICROPHONE | PAM
826 | D50 ELECTRICAL | D5030 COMMUNICATIONS & SECURITY | D503002 PUBLIC ADDRESS SYSTEMS | D503002499J PUBLIC ADDRESS SYSTEM | PASYS
827 | D50 ELECTRICAL | D5030 COMMUNICATIONS & SECURITY | D503002 PUBLIC ADDRESS SYSTEMS | D503002499J REMOTE STATION | PARS
828 | D50 ELECTRICAL | D5030 COMMUNICATIONS & SECURITY | D503002 PUBLIC ADDRESS SYSTEMS | D503002499J SPEAKER | PAS
829 | D50 ELECTRICAL | D5030 COMMUNICATIONS & SECURITY | D503002 PUBLIC ADDRESS SYSTEMS | D503002499J SWITCHING PANEL | PASP
830 | D50 ELECTRICAL | D5030 COMMUNICATIONS & SECURITY | D503002 PUBLIC ADDRESS SYSTEMS | D503002499J VOLUME CONTROL | PAVC
831 | D50 ELECTRICAL | D5030 COMMUNICATIONS & SECURITY | D503003 INTERCOMMUNICATIONS SYSTEMS | D503003499J INTERCOMMUNICATION SYSTEM | ICOM
832 | D50 ELECTRICAL | D5030 COMMUNICATIONS & SECURITY | D503004 TELEVISION SYSTEMS | D5030044999 INPUT DEVICES | TVID
833 | D50 ELECTRICAL | D5030 COMMUNICATIONS & SECURITY | D503004 TELEVISION SYSTEMS | D503004499J PANEL MONITOR | TVPM
834 | D50 ELECTRICAL | D5030 COMMUNICATIONS & SECURITY | D503004 TELEVISION SYSTEMS | D503004499J TV HEADEND EQUIPMENT | TVHE
835 | D50 ELECTRICAL | D5030 COMMUNICATIONS & SECURITY | D503004 TELEVISION SYSTEMS | D503004499J TV OUTLET | TVO
836 | D50 ELECTRICAL | D5030 COMMUNICATIONS & SECURITY | D503005 SECURITY SYSTEMS | D503005499J AREA CONTROL UNIT | ACU
837 | D50 ELECTRICAL | D5030 COMMUNICATIONS & SECURITY | D503005 SECURITY SYSTEMS | D503005499J BALANCED MAGNETIC SWITCH | BMS
838 | D50 ELECTRICAL | D5030 COMMUNICATIONS & SECURITY | D503005 SECURITY SYSTEMS | D503005499J CLOSED CIRCUIT TV SYSTEM | CCTV
839 | D50 ELECTRICAL | D5030 COMMUNICATIONS & SECURITY | D503005 SECURITY SYSTEMS | D503005499J DOOR ACCESS CONTROL PANEL | DADCP
840 | D50 ELECTRICAL | D5030 COMMUNICATIONS & SECURITY | D503005 SECURITY SYSTEMS | D503005499J DOOR ACCESS DEVICE | DAD
841 | D50 ELECTRICAL | D5030 COMMUNICATIONS & SECURITY | D503005 SECURITY SYSTEMS | D503005499J DOOR CHIME | CHIM
842 | D50 ELECTRICAL | D5030 COMMUNICATIONS & SECURITY | D503005 SECURITY SYSTEMS | D503005499J DURESS ALARM | DAS
843 | D50 ELECTRICAL | D5030 COMMUNICATIONS & SECURITY | D503005 SECURITY SYSTEMS | D503005499J ELECTROMAGNETIC LOCK | MAG
844 | D50 ELECTRICAL | D5030 COMMUNICATIONS & SECURITY | D503005 SECURITY SYSTEMS | D503005499J INFANT PROTECTION SYSTEM | IPS
845 | D50 ELECTRICAL | D5030 COMMUNICATIONS & SECURITY | D503005 SECURITY SYSTEMS | D503005499J INTRUSION DETECTION SYSTEM | IDS
846 | D50 ELECTRICAL | D5030 COMMUNICATIONS & SECURITY | D503005 SECURITY SYSTEMS | D503005499J MASTER ANNUNCIATOR STATION | BMAS
847 | D50 ELECTRICAL | D5030 COMMUNICATIONS & SECURITY | D503005 SECURITY SYSTEMS | D503005499J MONITOR/CONTROL WORKSTATION | DACW
848 | D50 ELECTRICAL | D5030 COMMUNICATIONS & SECURITY | D503005 SECURITY SYSTEMS | D503005499J MOTION DETECTOR | MOD
849 | D50 ELECTRICAL | D5030 COMMUNICATIONS & SECURITY | D503005 SECURITY SYSTEMS | D503005499J PHOTO BADGING EQUIPMENT | PBE
850 | D50 ELECTRICAL | D5030 COMMUNICATIONS & SECURITY | D503005 SECURITY SYSTEMS | D503005499J POWER SUPPLY | PS
851 | D50 ELECTRICAL | D5030 COMMUNICATIONS & SECURITY | D503005 SECURITY SYSTEMS | D503005499J REQUEST TO EXIT DEVICE | REX
852 | D50 ELECTRICAL | D5030 COMMUNICATIONS & SECURITY | D503005 SECURITY SYSTEMS | D503005499J RF TRANSMITTER | RFT
853 | D50 ELECTRICAL | D5030 COMMUNICATIONS & SECURITY | D503005 SECURITY SYSTEMS | D503005499J VIDEO CAMERA | VC
854 | D50 ELECTRICAL | D5030 COMMUNICATIONS & SECURITY | D503005 SECURITY SYSTEMS | D503005499J VIDEO CAMERA MONITOR | VCM
855 | D50 ELECTRICAL | D5030 COMMUNICATIONS & SECURITY | D503005 SECURITY SYSTEMS | D503005499J VIDEO CAMERA RECORDER | VCR
856 | D50 ELECTRICAL | D5030 COMMUNICATIONS & SECURITY | D503006 NURSE CALL SYSTEMS | D503006499J CENTRAL ANNUNCIATOR STATION | NCCAS
857 | D50 ELECTRICAL | D5030 COMMUNICATIONS & SECURITY | D503006 NURSE CALL SYSTEMS | D503006499J CODE BLUE STATION | NCCBS
858 | D50 ELECTRICAL | D5030 COMMUNICATIONS & SECURITY | D503006 NURSE CALL SYSTEMS | D503006499J DOME LIGHT | NCDL
859 | D50 ELECTRICAL | D5030 COMMUNICATIONS & SECURITY | D503006 NURSE CALL SYSTEMS | D503006499J DUPLEX VOICE INTERCOM | NCDVI
860 | D50 ELECTRICAL | D5030 COMMUNICATIONS & SECURITY | D503006 NURSE CALL SYSTEMS | D503006499J DUTY STATION | NCDS
861 | D50 ELECTRICAL | D5030 COMMUNICATIONS & SECURITY | D503006 NURSE CALL SYSTEMS | D503006499J EMERGENCY CALL STATION | NCECS
862 | D50 ELECTRICAL | D5030 COMMUNICATIONS & SECURITY | D503006 NURSE CALL SYSTEMS | D503006499J MAINTENANCE STATION | NCMTS
863 | D50 ELECTRICAL | D5030 COMMUNICATIONS & SECURITY | D503006 NURSE CALL SYSTEMS | D503006499J MASTER STATION | NCMS
864 | D50 ELECTRICAL | D5030 COMMUNICATIONS & SECURITY | D503006 NURSE CALL SYSTEMS | D503006499J NURSE CALL ALARM | NCA
865 | D50 ELECTRICAL | D5030 COMMUNICATIONS & SECURITY | D503006 NURSE CALL SYSTEMS | D503006499J PATIENT STATION | NCPS
866 | D50 ELECTRICAL | D5030 COMMUNICATIONS & SECURITY | D503006 NURSE CALL SYSTEMS | D503006499J STAFF STATION | NCSS
867 | D50 ELECTRICAL | D5030 COMMUNICATIONS & SECURITY | D503006 NURSE CALL SYSTEMS | D503006499J TERMINAL EQUIPMENT PANEL | NCTEP
868 | D50 ELECTRICAL | D5030 COMMUNICATIONS & SECURITY | D503006 NURSE CALL SYSTEMS | D503006499J ZONE LIGHT | NCZL
869 | D50 ELECTRICAL | D5030 COMMUNICATIONS & SECURITY | D503007 CLOCK & PROGRAM SYSTEMS | D503007499J CENTRAL CLOCK SYSTEM | CCS
870 | D50 ELECTRICAL | D5030 COMMUNICATIONS & SECURITY | D503090 OTHER COMMUNICATIONS & ALARM SYSTEMS | D503090499J RADIO COMMUNICATIONS EQUIP | RCE
871 | D50 ELECTRICAL | D5030 COMMUNICATIONS & SECURITY | D503090 OTHER COMMUNICATIONS & ALARM SYSTEMS | D503090499J SOUND MASKING | SM
872 | D50 ELECTRICAL | D5090 OTHER ELECTRICAL SERVICES | D509002 EMERGENCY LIGHTING & POWER | D509002499J AUTOMATIC TRANSFER SWITCH | ATS
873 | D50 ELECTRICAL | D5090 OTHER ELECTRICAL SERVICES | D509002 EMERGENCY LIGHTING & POWER | D509002499J BATTERY CHARGER | EPBC
874 | D50 ELECTRICAL | D5090 OTHER ELECTRICAL SERVICES | D509002 EMERGENCY LIGHTING & POWER | D509002499J BATTERY MONITOR | EPBM
875 | D50 ELECTRICAL | D5090 OTHER ELECTRICAL SERVICES | D509002 EMERGENCY LIGHTING & POWER | D509002499J BATTERY SYSTEM | EPBS
876 | D50 ELECTRICAL | D5090 OTHER ELECTRICAL SERVICES | D509002 EMERGENCY LIGHTING & POWER | D509002499J BY-PASS/ISOLATION SWITCH | BPIS
877 | D50 ELECTRICAL | D5090 OTHER ELECTRICAL SERVICES | D509002 EMERGENCY LIGHTING & POWER | D509002499J CIRCUIT BREAKER | EPCB
878 | D50 ELECTRICAL | D5090 OTHER ELECTRICAL SERVICES | D509002 EMERGENCY LIGHTING & POWER | D509002499J COMPRESSED AIR STARTING SYS | CASS
879 | D50 ELECTRICAL | D5090 OTHER ELECTRICAL SERVICES | D509002 EMERGENCY LIGHTING & POWER | D509002499J CONTROL PANEL | CP
880 | D50 ELECTRICAL | D5090 OTHER ELECTRICAL SERVICES | D509002 EMERGENCY LIGHTING & POWER | D509002499J DAY TANK | GDT
881 | D50 ELECTRICAL | D5090 OTHER ELECTRICAL SERVICES | D509002 EMERGENCY LIGHTING & POWER | D509002499J DISCONNECT SWITCH | EPDS
882 | D50 ELECTRICAL | D5090 OTHER ELECTRICAL SERVICES | D509002 EMERGENCY LIGHTING & POWER | D509002499J DISTRIBUTION PANELBOARD | EPDP
883 | D50 ELECTRICAL | D5090 OTHER ELECTRICAL SERVICES | D509002 EMERGENCY LIGHTING & POWER | D509002499J FUEL LEVEL FLOAT SWITCH | FLFS
884 | D50 ELECTRICAL | D5090 OTHER ELECTRICAL SERVICES | D509002 EMERGENCY LIGHTING & POWER | D509002499J FUEL OIL INDICATOR | FOI
885 | D50 ELECTRICAL | D5090 OTHER ELECTRICAL SERVICES | D509002 EMERGENCY LIGHTING & POWER | D509002499J FUEL OIL PUMP | FOP
886 | D50 ELECTRICAL | D5090 OTHER ELECTRICAL SERVICES | D509002 EMERGENCY LIGHTING & POWER | D509002499J FUEL TRANSFER PUMP | FTP
887 | D50 ELECTRICAL | D5090 OTHER ELECTRICAL SERVICES | D509002 EMERGENCY LIGHTING & POWER | D509002499J GENERATOR ALARM PANEL | GAP
888 | D50 ELECTRICAL | D5090 OTHER ELECTRICAL SERVICES | D509002 EMERGENCY LIGHTING & POWER | D509002499J GENERATOR CONTROL PANEL | GCP
889 | D50 ELECTRICAL | D5090 OTHER ELECTRICAL SERVICES | D509002 EMERGENCY LIGHTING & POWER | D509002499J LOAD BANK | GLB
890 | D50 ELECTRICAL | D5090 OTHER ELECTRICAL SERVICES | D509002 EMERGENCY LIGHTING & POWER | D509002499J LOAD SHED PANEL | LSP
891 | D50 ELECTRICAL | D5090 OTHER ELECTRICAL SERVICES | D509002 EMERGENCY LIGHTING & POWER | D509002499J LUBE OIL HEATER | LOH
892 | D50 ELECTRICAL | D5090 OTHER ELECTRICAL SERVICES | D509002 EMERGENCY LIGHTING & POWER | D509002499J MAIN DISCONNECT SWITCH | EPMDS
893 | D50 ELECTRICAL | D5090 OTHER ELECTRICAL SERVICES | D509002 EMERGENCY LIGHTING & POWER | D509002499J MANUAL TRANSFER SWITCH | MTS
894 | D50 ELECTRICAL | D5090 OTHER ELECTRICAL SERVICES | D509002 EMERGENCY LIGHTING & POWER | D509002499J MOTOR | M
895 | D50 ELECTRICAL | D5090 OTHER ELECTRICAL SERVICES | D509002 EMERGENCY LIGHTING & POWER | D509002499J MOTOR CONTROL CENTER | EPMCC
896 | D50 ELECTRICAL | D5090 OTHER ELECTRICAL SERVICES | D509002 EMERGENCY LIGHTING & POWER | D509002499J MOTOR STARTER | EPMS
897 | D50 ELECTRICAL | D5090 OTHER ELECTRICAL SERVICES | D509002 EMERGENCY LIGHTING & POWER | D509002499J MOTOR STARTER DISCONNECT | EPMSDS
898 | D50 ELECTRICAL | D5090 OTHER ELECTRICAL SERVICES | D509002 EMERGENCY LIGHTING & POWER | D509002499J OVERSPEED SENSOR | OSS
899 | D50 ELECTRICAL | D5090 OTHER ELECTRICAL SERVICES | D509002 EMERGENCY LIGHTING & POWER | D509002499J PANELBOARD | EPNL
900 | D50 ELECTRICAL | D5090 OTHER ELECTRICAL SERVICES | D509002 EMERGENCY LIGHTING & POWER | D509002499J PUMP | P
901 | D50 ELECTRICAL | D5090 OTHER ELECTRICAL SERVICES | D509002 EMERGENCY LIGHTING & POWER | D509002499J RADIATOR | GR
902 | D50 ELECTRICAL | D5090 OTHER ELECTRICAL SERVICES | D509002 EMERGENCY LIGHTING & POWER | D509002499J RECEIVER | R
903 | D50 ELECTRICAL | D5090 OTHER ELECTRICAL SERVICES | D509002 EMERGENCY LIGHTING & POWER | D509002499J RECTIFIER | EPREC
904 | D50 ELECTRICAL | D5090 OTHER ELECTRICAL SERVICES | D509002 EMERGENCY LIGHTING & POWER | D509002499J STATION BATTERY | STB
905 | D50 ELECTRICAL | D5090 OTHER ELECTRICAL SERVICES | D509002 EMERGENCY LIGHTING & POWER | D509002499J STORED EMER PWR SUPPLY SYS | SEPSS
906 | D50 ELECTRICAL | D5090 OTHER ELECTRICAL SERVICES | D509002 EMERGENCY LIGHTING & POWER | D509002499J SWITCHBOARD | EPSB
907 | D50 ELECTRICAL | D5090 OTHER ELECTRICAL SERVICES | D509002 EMERGENCY LIGHTING & POWER | D509002499J SWITCHGEAR | EPSG
908 | D50 ELECTRICAL | D5090 OTHER ELECTRICAL SERVICES | D509002 EMERGENCY LIGHTING & POWER | D509002499J TRANSFORMER (DRY TYPE) | EPTDT
909 | D50 ELECTRICAL | D5090 OTHER ELECTRICAL SERVICES | D509002 EMERGENCY LIGHTING & POWER | D509002499J TRANSFORMER (LIQUID FILLED) | EPTLF
910 | D50 ELECTRICAL | D5090 OTHER ELECTRICAL SERVICES | D509002 EMERGENCY LIGHTING & POWER | D509002499J VARIABLE FREQUENCY DRIVE | EPVFD
911 | D50 ELECTRICAL | D5090 OTHER ELECTRICAL SERVICES | D509002 EMERGENCY LIGHTING & POWER | D509002711J GENERATOR EXHAUST SILENCER | GES
912 | D50 ELECTRICAL | D5090 OTHER ELECTRICAL SERVICES | D509002 EMERGENCY LIGHTING & POWER | D509002711J GENERATOR SET | GEN
913 | D50 ELECTRICAL | D5090 OTHER ELECTRICAL SERVICES | D509002 EMERGENCY LIGHTING & POWER | D509002712B EMERGENCY LIGHT | EML
914 | D50 ELECTRICAL | D5090 OTHER ELECTRICAL SERVICES | D509002 EMERGENCY LIGHTING & POWER | D509002712B EMERGENCY-EXIT COMBO LIGHT | EECL
915 | D50 ELECTRICAL | D5090 OTHER ELECTRICAL SERVICES | D509002 EMERGENCY LIGHTING & POWER | D509002712B EXIT LIGHT | EL
916 | D50 ELECTRICAL | D5090 OTHER ELECTRICAL SERVICES | D509002 EMERGENCY LIGHTING & POWER | D509002712B TASK LIGHT | TL
917 | D50 ELECTRICAL | D5090 OTHER ELECTRICAL SERVICES | D509002 EMERGENCY LIGHTING & POWER | D5090027137 UNINTERRUPTIBLE POWER SUPPLY | UPS
918 | D50 ELECTRICAL | D5090 OTHER ELECTRICAL SERVICES | D509003 GROUNDING SYSTEMS | D509003499J GROUNDING SYSTEM | GRND
919 | D50 ELECTRICAL | D5090 OTHER ELECTRICAL SERVICES | D509003 GROUNDING SYSTEMS | D509003499J SURGE PROTECTIVE DEVICE | SPD
920 | D50 ELECTRICAL | D5090 OTHER ELECTRICAL SERVICES | D509004 LIGHTNING PROTECTION | D509004499J LIGHTNING PROTECTION SYSTEM | LPS
921 | D50 ELECTRICAL | D5090 OTHER ELECTRICAL SERVICES | D509006 ENERGY MANAGEMENT CONTROL SYSTEM | D509006499J EMCS | EMCS
922 | D50 ELECTRICAL | D5090 OTHER ELECTRICAL SERVICES | D509006 ENERGY MANAGEMENT CONTROL SYSTEM | D509006499J EMCS CONTROL PANEL | EMCSCP
923 | D50 ELECTRICAL | D5090 OTHER ELECTRICAL SERVICES | D509006 ENERGY MANAGEMENT CONTROL SYSTEM | D509006499J POWER MONITORING SYSTEM | PMS
924 | D50 ELECTRICAL | D5090 OTHER ELECTRICAL SERVICES | D509090 OTHER SPECIAL SYSTEMS AND DEVICES | D509090499J LINE ISOLATION MONITOR | LIM
925 | D50 ELECTRICAL | D5090 OTHER ELECTRICAL SERVICES | D509090 OTHER SPECIAL SYSTEMS AND DEVICES | D509090499J LOCAL ALARM PANEL | LAPNL
926 | D50 ELECTRICAL | D5090 OTHER ELECTRICAL SERVICES | D509090 OTHER SPECIAL SYSTEMS AND DEVICES | D509090499J POWER CONDITIONER | PC
927 | D50 ELECTRICAL | D5090 OTHER ELECTRICAL SERVICES | D509090 OTHER SPECIAL SYSTEMS AND DEVICES | D509090499J POWER DISTRIBUTION UNIT | PDU
928 | D50 ELECTRICAL | D5090 OTHER ELECTRICAL SERVICES | D509090 OTHER SPECIAL SYSTEMS AND DEVICES | D509090499J POWER FACTOR | PF
929 | D50 ELECTRICAL | D5090 OTHER ELECTRICAL SERVICES | D509090 OTHER SPECIAL SYSTEMS AND DEVICES | D509090499J RECTIFIER | REC
930 | D50 ELECTRICAL | D5090 OTHER ELECTRICAL SERVICES | D509090 OTHER SPECIAL SYSTEMS AND DEVICES | D509090499J SOLAR PANEL (ELECTRICAL) | SPNL
931 | E10 EQUIPMENT | E1010 COMMERCIAL EQUIPMENT | E101004 LAUNDRY EQUIPMENT | E101004499J CLOTHES DRYER | CDRY
932 | E10 EQUIPMENT | E1010 COMMERCIAL EQUIPMENT | E101004 LAUNDRY EQUIPMENT | E101004499J CLOTHES WASHER | CLWASH
933 | E10 EQUIPMENT | E1010 COMMERCIAL EQUIPMENT | E101004 LAUNDRY EQUIPMENT | E101004499J DRYER VENT | DRYV
934 | E10 EQUIPMENT | E1010 COMMERCIAL EQUIPMENT | E101004 LAUNDRY EQUIPMENT | E101004499J GARMENT CONVEYOR | GCN
935 | E10 EQUIPMENT | E1020 INSTITUTIONAL EQUIPMENT | E102001 MISC COMMON FIXED & MOVEABLE EQUIPMENT | E102001714A CENTRAL VACUUM SYSTEM | CVS
936 | E10 EQUIPMENT | E1020 INSTITUTIONAL EQUIPMENT | E102002 MEDICAL EQUIPMENT | E102002499J CART | CART
937 | E10 EQUIPMENT | E1020 INSTITUTIONAL EQUIPMENT | E102002 MEDICAL EQUIPMENT | E102002499J CART WASH | CW
938 | E10 EQUIPMENT | E1020 INSTITUTIONAL EQUIPMENT | E102002 MEDICAL EQUIPMENT | E102002499J FREEZER (FREESTANDING) | MFRZ
939 | E10 EQUIPMENT | E1020 INSTITUTIONAL EQUIPMENT | E102002 MEDICAL EQUIPMENT | E102002499J FREEZER (WALK-IN) | WIF
940 | E10 EQUIPMENT | E1020 INSTITUTIONAL EQUIPMENT | E102002 MEDICAL EQUIPMENT | E102002499J GLASSWARE DRYER | GWD
941 | E10 EQUIPMENT | E1020 INSTITUTIONAL EQUIPMENT | E102002 MEDICAL EQUIPMENT | E102002499J GLASSWARE WASHER | GWW
942 | E10 EQUIPMENT | E1020 INSTITUTIONAL EQUIPMENT | E102002 MEDICAL EQUIPMENT | E102002499J MOTOR | M
943 | E10 EQUIPMENT | E1020 INSTITUTIONAL EQUIPMENT | E102002 MEDICAL EQUIPMENT | E102002499J NOURISH/MEDICINE STATION | NMS
944 | E10 EQUIPMENT | E1020 INSTITUTIONAL EQUIPMENT | E102002 MEDICAL EQUIPMENT | E102002499J PUMP | P
945 | E10 EQUIPMENT | E1020 INSTITUTIONAL EQUIPMENT | E102002 MEDICAL EQUIPMENT | E102002499J REACH-IN REFRIG/FREEZER | MRF/FZ
946 | E10 EQUIPMENT | E1020 INSTITUTIONAL EQUIPMENT | E102002 MEDICAL EQUIPMENT | E102002499J REFRIGERATOR (FREESTANDING) | MREF
947 | E10 EQUIPMENT | E1020 INSTITUTIONAL EQUIPMENT | E102002 MEDICAL EQUIPMENT | E102002499J REFRIGERATOR (WALK-IN) | WIR
948 | E10 EQUIPMENT | E1020 INSTITUTIONAL EQUIPMENT | E102002 MEDICAL EQUIPMENT | E102002499J SURGICAL LIGHT | SURGL
949 | E10 EQUIPMENT | E1020 INSTITUTIONAL EQUIPMENT | E102003 LABORATORY EQUIPMENT | E102003499J ALARM PANEL | APNL
950 | E10 EQUIPMENT | E1020 INSTITUTIONAL EQUIPMENT | E102003 LABORATORY EQUIPMENT | E102003499J AUDIOMETRIC BOOTH | AMB
951 | E10 EQUIPMENT | E1020 INSTITUTIONAL EQUIPMENT | E102003 LABORATORY EQUIPMENT | E102003499J DISHWASHER | DW
952 | E10 EQUIPMENT | E1020 INSTITUTIONAL EQUIPMENT | E102003 LABORATORY EQUIPMENT | E102003499J FREEZER (FREESTANDING) | LFRZ
953 | E10 EQUIPMENT | E1020 INSTITUTIONAL EQUIPMENT | E102003 LABORATORY EQUIPMENT | E102003499J INCUBATOR | INC
954 | E10 EQUIPMENT | E1020 INSTITUTIONAL EQUIPMENT | E102003 LABORATORY EQUIPMENT | E102003499J MOTOR | M
955 | E10 EQUIPMENT | E1020 INSTITUTIONAL EQUIPMENT | E102003 LABORATORY EQUIPMENT | E102003499J PUMP | P
956 | E10 EQUIPMENT | E1020 INSTITUTIONAL EQUIPMENT | E102003 LABORATORY EQUIPMENT | E102003499J REFRIGERATOR (FREESTANDING) | LREF
957 | E10 EQUIPMENT | E1020 INSTITUTIONAL EQUIPMENT | E102003 LABORATORY EQUIPMENT | E102003499J REFRIGERATOR (MORGUE) | MR
958 | E10 EQUIPMENT | E1020 INSTITUTIONAL EQUIPMENT | E102003 LABORATORY EQUIPMENT | E102003499J REFRIGERATOR (WALK-IN) | WIR
959 | E10 EQUIPMENT | E1020 INSTITUTIONAL EQUIPMENT | E102003 LABORATORY EQUIPMENT | E102003499J STERILIZER | STER
960 | E10 EQUIPMENT | E1020 INSTITUTIONAL EQUIPMENT | E102003 LABORATORY EQUIPMENT | E102003499J WATER DISTILLATION EQUIPMENT | WDE
961 | E10 EQUIPMENT | E1020 INSTITUTIONAL EQUIPMENT | E102004 MORTUARY EQUIPMENT | E102004499J MORGUE LIFT | ML
962 | E10 EQUIPMENT | E1020 INSTITUTIONAL EQUIPMENT | E102009 AUDIO-VISUAL EQUIPMENT | E102009499J PROJECTION SCREEN | DLS
963 | E10 EQUIPMENT | E1030 VEHICULAR EQUIPMENT | E103002 LOADING DOCK EQUIPMENT | E103002499J DOCK SCALE | DSCL
964 | E10 EQUIPMENT | E1030 VEHICULAR EQUIPMENT | E103002 LOADING DOCK EQUIPMENT | E103002715E DOCK LEVELER | DLV
965 | E10 EQUIPMENT | E1030 VEHICULAR EQUIPMENT | E103002 LOADING DOCK EQUIPMENT | E103002715E MOTOR | M
966 | E10 EQUIPMENT | E1030 VEHICULAR EQUIPMENT | E103002 LOADING DOCK EQUIPMENT | E103002715E PUMP | P
967 | E10 EQUIPMENT | E1030 VEHICULAR EQUIPMENT | E103002 LOADING DOCK EQUIPMENT | E103002715F DOCK LIFT | DLFT
968 | E10 EQUIPMENT | E1030 VEHICULAR EQUIPMENT | E103004 AUTOMOTIVE SHOP EQUIPMENT | E103004499J AUTOMATIC WASHER | AW
969 | E10 EQUIPMENT | E1030 VEHICULAR EQUIPMENT | E103004 AUTOMOTIVE SHOP EQUIPMENT | E103004545E AUTOMOTIVE LIFT | AL
970 | E10 EQUIPMENT | E1090 OTHER EQUIPMENT | E109002 FOOD SERVICE EQUIPMENT | E109002499J BEVERAGE DISPENSER | BDIS
971 | E10 EQUIPMENT | E1090 OTHER EQUIPMENT | E109002 FOOD SERVICE EQUIPMENT | E109002499J BLENDER | BLEN
972 | E10 EQUIPMENT | E1090 OTHER EQUIPMENT | E109002 FOOD SERVICE EQUIPMENT | E109002499J BOOSTER HEATER | BHEAT
973 | E10 EQUIPMENT | E1090 OTHER EQUIPMENT | E109002 FOOD SERVICE EQUIPMENT | E109002499J BRAISING PAN | BPAN
974 | E10 EQUIPMENT | E1090 OTHER EQUIPMENT | E109002 FOOD SERVICE EQUIPMENT | E109002499J BROILER | BROL
975 | E10 EQUIPMENT | E1090 OTHER EQUIPMENT | E109002 FOOD SERVICE EQUIPMENT | E109002499J CAN OPENER | OPEN
976 | E10 EQUIPMENT | E1090 OTHER EQUIPMENT | E109002 FOOD SERVICE EQUIPMENT | E109002499J CART WASH MACHINE | CWM
977 | E10 EQUIPMENT | E1090 OTHER EQUIPMENT | E109002 FOOD SERVICE EQUIPMENT | E109002499J CHOPPER | CHOP
978 | E10 EQUIPMENT | E1090 OTHER EQUIPMENT | E109002 FOOD SERVICE EQUIPMENT | E109002499J COFFEE MAKER/URN | COFF
979 | E10 EQUIPMENT | E1090 OTHER EQUIPMENT | E109002 FOOD SERVICE EQUIPMENT | E109002499J COMPRESSOR | C
980 | E10 EQUIPMENT | E1090 OTHER EQUIPMENT | E109002 FOOD SERVICE EQUIPMENT | E109002499J CONDENSING UNIT | CU
981 | E10 EQUIPMENT | E1090 OTHER EQUIPMENT | E109002 FOOD SERVICE EQUIPMENT | E109002499J CONTROL PANEL | CP
982 | E10 EQUIPMENT | E1090 OTHER EQUIPMENT | E109002 FOOD SERVICE EQUIPMENT | E109002499J CONVEYOR | CONV
983 | E10 EQUIPMENT | E1090 OTHER EQUIPMENT | E109002 FOOD SERVICE EQUIPMENT | E109002499J DEEP FRYER | DFRY
984 | E10 EQUIPMENT | E1090 OTHER EQUIPMENT | E109002 FOOD SERVICE EQUIPMENT | E109002499J DESERT TABLE | DEST
985 | E10 EQUIPMENT | E1090 OTHER EQUIPMENT | E109002 FOOD SERVICE EQUIPMENT | E109002499J DINNERWARE DISPENSER | DIND
986 | E10 EQUIPMENT | E1090 OTHER EQUIPMENT | E109002 FOOD SERVICE EQUIPMENT | E109002499J DISH/TRAY RETURN SHELF | DTRS
987 | E10 EQUIPMENT | E1090 OTHER EQUIPMENT | E109002 FOOD SERVICE EQUIPMENT | E109002499J DISHWASHING MACHINE | DWM
988 | E10 EQUIPMENT | E1090 OTHER EQUIPMENT | E109002 FOOD SERVICE EQUIPMENT | E109002499J DISPLAY TABLE | DIST
989 | E10 EQUIPMENT | E1090 OTHER EQUIPMENT | E109002 FOOD SERVICE EQUIPMENT | E109002499J DRINK COOLER | DCOOL
990 | E10 EQUIPMENT | E1090 OTHER EQUIPMENT | E109002 FOOD SERVICE EQUIPMENT | E109002499J FOOD CART | FCART
991 | E10 EQUIPMENT | E1090 OTHER EQUIPMENT | E109002 FOOD SERVICE EQUIPMENT | E109002499J FOOD PREP TABLE | FPTAB
992 | E10 EQUIPMENT | E1090 OTHER EQUIPMENT | E109002 FOOD SERVICE EQUIPMENT | E109002499J FOOD PROCESSOR | PROC
993 | E10 EQUIPMENT | E1090 OTHER EQUIPMENT | E109002 FOOD SERVICE EQUIPMENT | E109002499J FOOD RECYCLING SYSTEM | FDRS
994 | E10 EQUIPMENT | E1090 OTHER EQUIPMENT | E109002 FOOD SERVICE EQUIPMENT | E109002499J FOOD SAW | SAW
995 | E10 EQUIPMENT | E1090 OTHER EQUIPMENT | E109002 FOOD SERVICE EQUIPMENT | E109002499J FOOD SAW/SLICER | SAW/SL
996 | E10 EQUIPMENT | E1090 OTHER EQUIPMENT | E109002 FOOD SERVICE EQUIPMENT | E109002499J FOOD VACUUM SEALER | FVS
997 | E10 EQUIPMENT | E1090 OTHER EQUIPMENT | E109002 FOOD SERVICE EQUIPMENT | E109002499J FOOD WARMER | WARM
998 | E10 EQUIPMENT | E1090 OTHER EQUIPMENT | E109002 FOOD SERVICE EQUIPMENT | E109002499J FREEZER (WALK-IN) | WIF
999 | E10 EQUIPMENT | E1090 OTHER EQUIPMENT | E109002 FOOD SERVICE EQUIPMENT | E109002499J GARBAGE DISPOSAL | GD
1000 | E10 EQUIPMENT | E1090 OTHER EQUIPMENT | E109002 FOOD SERVICE EQUIPMENT | E109002499J GRATER | GTR
1001 | E10 EQUIPMENT | E1090 OTHER EQUIPMENT | E109002 FOOD SERVICE EQUIPMENT | E109002499J GRIDDLE | GRD
1002 | E10 EQUIPMENT | E1090 OTHER EQUIPMENT | E109002 FOOD SERVICE EQUIPMENT | E109002499J GRILL | GRL
1003 | E10 EQUIPMENT | E1090 OTHER EQUIPMENT | E109002 FOOD SERVICE EQUIPMENT | E109002499J HEAT LAMP | HL
1004 | E10 EQUIPMENT | E1090 OTHER EQUIPMENT | E109002 FOOD SERVICE EQUIPMENT | E109002499J HOMOGENIZER | HMGR
1005 | E10 EQUIPMENT | E1090 OTHER EQUIPMENT | E109002 FOOD SERVICE EQUIPMENT | E109002499J HOSE REEL | HR
1006 | E10 EQUIPMENT | E1090 OTHER EQUIPMENT | E109002 FOOD SERVICE EQUIPMENT | E109002499J HOT FOOD HOLDING CABINET | HFHC
1007 | E10 EQUIPMENT | E1090 OTHER EQUIPMENT | E109002 FOOD SERVICE EQUIPMENT | E109002499J HOT/COLD FOOD UNIT | HCFU
1008 | E10 EQUIPMENT | E1090 OTHER EQUIPMENT | E109002 FOOD SERVICE EQUIPMENT | E109002499J HOT/COLD HOLD RACK | HCHR
1009 | E10 EQUIPMENT | E1090 OTHER EQUIPMENT | E109002 FOOD SERVICE EQUIPMENT | E109002499J ICE CREAM MACHINE | ICM
1010 | E10 EQUIPMENT | E1090 OTHER EQUIPMENT | E109002 FOOD SERVICE EQUIPMENT | E109002499J ICE MACHINE | IM
1011 | E10 EQUIPMENT | E1090 OTHER EQUIPMENT | E109002 FOOD SERVICE EQUIPMENT | E109002499J MEAT TENDERIZING MACHINE | MTM
1012 | E10 EQUIPMENT | E1090 OTHER EQUIPMENT | E109002 FOOD SERVICE EQUIPMENT | E109002499J MELTER | MELT
1013 | E10 EQUIPMENT | E1090 OTHER EQUIPMENT | E109002 FOOD SERVICE EQUIPMENT | E109002499J MICROWAVE | MICR
1014 | E10 EQUIPMENT | E1090 OTHER EQUIPMENT | E109002 FOOD SERVICE EQUIPMENT | E109002499J MINCERS | MINC
1015 | E10 EQUIPMENT | E1090 OTHER EQUIPMENT | E109002 FOOD SERVICE EQUIPMENT | E109002499J MIXER (COUNTER) | MIX
1016 | E10 EQUIPMENT | E1090 OTHER EQUIPMENT | E109002 FOOD SERVICE EQUIPMENT | E109002499J MIXER (FLOOR) | MIX
1017 | E10 EQUIPMENT | E1090 OTHER EQUIPMENT | E109002 FOOD SERVICE EQUIPMENT | E109002499J MOTOR | M
1018 | E10 EQUIPMENT | E1090 OTHER EQUIPMENT | E109002 FOOD SERVICE EQUIPMENT | E109002499J OVEN | OVEN
1019 | E10 EQUIPMENT | E1090 OTHER EQUIPMENT | E109002 FOOD SERVICE EQUIPMENT | E109002499J PACKAGING SYSTEM | PKS
1020 | E10 EQUIPMENT | E1090 OTHER EQUIPMENT | E109002 FOOD SERVICE EQUIPMENT | E109002499J PLATE CHILLER | PCHIL
1021 | E10 EQUIPMENT | E1090 OTHER EQUIPMENT | E109002 FOOD SERVICE EQUIPMENT | E109002499J PRESSURE REDUCER STATION | PRDS
1022 | E10 EQUIPMENT | E1090 OTHER EQUIPMENT | E109002 FOOD SERVICE EQUIPMENT | E109002499J PROOFER | PROF
1023 | E10 EQUIPMENT | E1090 OTHER EQUIPMENT | E109002 FOOD SERVICE EQUIPMENT | E109002499J PULPER | PULP
1024 | E10 EQUIPMENT | E1090 OTHER EQUIPMENT | E109002 FOOD SERVICE EQUIPMENT | E109002499J PUMP | P
1025 | E10 EQUIPMENT | E1090 OTHER EQUIPMENT | E109002 FOOD SERVICE EQUIPMENT | E109002499J RACK | RACK
1026 | E10 EQUIPMENT | E1090 OTHER EQUIPMENT | E109002 FOOD SERVICE EQUIPMENT | E109002499J RANGE | RANG
1027 | E10 EQUIPMENT | E1090 OTHER EQUIPMENT | E109002 FOOD SERVICE EQUIPMENT | E109002499J RANGE TOP | RANG
1028 | E10 EQUIPMENT | E1090 OTHER EQUIPMENT | E109002 FOOD SERVICE EQUIPMENT | E109002499J RANGE TOP OVEN | RTO
1029 | E10 EQUIPMENT | E1090 OTHER EQUIPMENT | E109002 FOOD SERVICE EQUIPMENT | E109002499J REACH-IN FREEZER | FRZ
1030 | E10 EQUIPMENT | E1090 OTHER EQUIPMENT | E109002 FOOD SERVICE EQUIPMENT | E109002499J REACH-IN REFRIG/FREEZER | RF/FZ
1031 | E10 EQUIPMENT | E1090 OTHER EQUIPMENT | E109002 FOOD SERVICE EQUIPMENT | E109002499J REACH-IN REFRIGERATOR | RREF
1032 | E10 EQUIPMENT | E1090 OTHER EQUIPMENT | E109002 FOOD SERVICE EQUIPMENT | E109002499J REFRIGERATED COOLERS | RCOOL
1033 | E10 EQUIPMENT | E1090 OTHER EQUIPMENT | E109002 FOOD SERVICE EQUIPMENT | E109002499J REFRIGERATED DISPLAY CASES | RDC
1034 | E10 EQUIPMENT | E1090 OTHER EQUIPMENT | E109002 FOOD SERVICE EQUIPMENT | E109002499J REFRIGERATED TABLE | RTAB
1035 | E10 EQUIPMENT | E1090 OTHER EQUIPMENT | E109002 FOOD SERVICE EQUIPMENT | E109002499J REFRIGERATOR (WALK-IN) | WIR
1036 | E10 EQUIPMENT | E1090 OTHER EQUIPMENT | E109002 FOOD SERVICE EQUIPMENT | E109002499J SALAD BAR | SBAR
1037 | E10 EQUIPMENT | E1090 OTHER EQUIPMENT | E109002 FOOD SERVICE EQUIPMENT | E109002499J SELF-COOKING CENTER | SCC
1038 | E10 EQUIPMENT | E1090 OTHER EQUIPMENT | E109002 FOOD SERVICE EQUIPMENT | E109002499J SOUP KETTLE | SOUPK
1039 | E10 EQUIPMENT | E1090 OTHER EQUIPMENT | E109002 FOOD SERVICE EQUIPMENT | E109002499J STEAM COOKER | SC
1040 | E10 EQUIPMENT | E1090 OTHER EQUIPMENT | E109002 FOOD SERVICE EQUIPMENT | E109002499J STEAM KETTLE | STK
1041 | E10 EQUIPMENT | E1090 OTHER EQUIPMENT | E109002 FOOD SERVICE EQUIPMENT | E109002499J STEAM TABLE | STAB
1042 | E10 EQUIPMENT | E1090 OTHER EQUIPMENT | E109002 FOOD SERVICE EQUIPMENT | E109002499J TANK | TANK
1043 | E10 EQUIPMENT | E1090 OTHER EQUIPMENT | E109002 FOOD SERVICE EQUIPMENT | E109002499J TOASTER | TOST
1044 | E10 EQUIPMENT | E1090 OTHER EQUIPMENT | E109002 FOOD SERVICE EQUIPMENT | E109002499J TRAY RACK | TRACK
1045 | E10 EQUIPMENT | E1090 OTHER EQUIPMENT | E109002 FOOD SERVICE EQUIPMENT | E109002499J VEGETABLE PEELER | PEEL
1046 | E10 EQUIPMENT | E1090 OTHER EQUIPMENT | E109003 WASTE HANDLING EQUIPMENT | E109003499J AUTOCLAVE | AUTO
1047 | E10 EQUIPMENT | E1090 OTHER EQUIPMENT | E109003 WASTE HANDLING EQUIPMENT | E109003499J CARDBOARD COMPACTOR/BALER | CCB
1048 | E10 EQUIPMENT | E1090 OTHER EQUIPMENT | E109003 WASTE HANDLING EQUIPMENT | E109003499J CART | CART
1049 | E10 EQUIPMENT | E1090 OTHER EQUIPMENT | E109003 WASTE HANDLING EQUIPMENT | E109003499J CONTROL PANEL | CP
1050 | E10 EQUIPMENT | E1090 OTHER EQUIPMENT | E109003 WASTE HANDLING EQUIPMENT | E109003499J CONTROL PANEL | GD
1051 | E10 EQUIPMENT | E1090 OTHER EQUIPMENT | E109003 WASTE HANDLING EQUIPMENT | E109003499J GARBAGE DISPOSAL | GD
1052 | E10 EQUIPMENT | E1090 OTHER EQUIPMENT | E109003 WASTE HANDLING EQUIPMENT | E109003499J GRAVITY CHUTES | I
1053 | E10 EQUIPMENT | E1090 OTHER EQUIPMENT | E109003 WASTE HANDLING EQUIPMENT | E109003499J INCINERATOR | I
1054 | E10 EQUIPMENT | E1090 OTHER EQUIPMENT | E109003 WASTE HANDLING EQUIPMENT | E109003499J MEDICAL WASTE COMPACTOR | MWC
1055 | E10 EQUIPMENT | E1090 OTHER EQUIPMENT | E109003 WASTE HANDLING EQUIPMENT | E109003499J MEDICAL WASTE SHREDDER | MWS
1056 | E10 EQUIPMENT | E1090 OTHER EQUIPMENT | E109003 WASTE HANDLING EQUIPMENT | E109003499J MOTOR | M
1057 | E10 EQUIPMENT | E1090 OTHER EQUIPMENT | E109003 WASTE HANDLING EQUIPMENT | E109003499J OIL-WATER SEPARATOR | OWS
1058 | E10 EQUIPMENT | E1090 OTHER EQUIPMENT | E109003 WASTE HANDLING EQUIPMENT | E109003499J PUMP | P
1059 | E10 EQUIPMENT | E1090 OTHER EQUIPMENT | E109003 WASTE HANDLING EQUIPMENT | E109003499J STERILIZER | STER
1060 | E10 EQUIPMENT | E1090 OTHER EQUIPMENT | E109003 WASTE HANDLING EQUIPMENT | E109003499J STORAGE TANK | ST
1061 | E10 EQUIPMENT | E1090 OTHER EQUIPMENT | E109003 WASTE HANDLING EQUIPMENT | E109003499J TRASH COMPACTOR | TC
1062 | E10 EQUIPMENT | E1090 OTHER EQUIPMENT | E109003 WASTE HANDLING EQUIPMENT | E109003499J WASTE GRINDER | WG
1063 | E10 EQUIPMENT | E1090 OTHER EQUIPMENT | E109003 WASTE HANDLING EQUIPMENT | E109003499J WASTE OIL STORAGE TANK | WOST
1064 | E10 EQUIPMENT | E1090 OTHER EQUIPMENT | E109090 OTHER SPECIALIZED FIXED AND MOVEABLE EQUIPMENT | E109090499J BATTERY CHARGER | BC
1065 | E10 EQUIPMENT | E1090 OTHER EQUIPMENT | E109090 OTHER SPECIALIZED FIXED AND MOVEABLE EQUIPMENT | E109090499J ELECTRIC HAND DRYER | EHD
1066 | E10 EQUIPMENT | E1090 OTHER EQUIPMENT | E109090 OTHER SPECIALIZED FIXED AND MOVEABLE EQUIPMENT | E109090499J HOIST | HOIST
1067 | E10 EQUIPMENT | E1090 OTHER EQUIPMENT | E109090 OTHER SPECIALIZED FIXED AND MOVEABLE EQUIPMENT | E109090499J INSPECTION/MAINTENANCE | NOUSE
1068 | E10 EQUIPMENT | E1090 OTHER EQUIPMENT | E109090 OTHER SPECIALIZED FIXED AND MOVEABLE EQUIPMENT | E109090499J KNOXBOX | KBOX
1069 | E10 EQUIPMENT | E1090 OTHER EQUIPMENT | E109090 OTHER SPECIALIZED FIXED AND MOVEABLE EQUIPMENT | E109090499J MOVEABLE SHELVING | MOVES
1070 | E10 EQUIPMENT | E1090 OTHER EQUIPMENT | E109090 OTHER SPECIALIZED FIXED AND MOVEABLE EQUIPMENT | E109090499J PORTABLE AIR CONDITIONER | PTAC
1071 | E10 EQUIPMENT | E1090 OTHER EQUIPMENT | E109090 OTHER SPECIALIZED FIXED AND MOVEABLE EQUIPMENT | E109090499J PORTABLE GENERATOR | PGEN
1072 | E10 EQUIPMENT | E1090 OTHER EQUIPMENT | E109090 OTHER SPECIALIZED FIXED AND MOVEABLE EQUIPMENT | E109090499J PORTABLE HEATER | PH
1073 | E10 EQUIPMENT | E1090 OTHER EQUIPMENT | E109090 OTHER SPECIALIZED FIXED AND MOVEABLE EQUIPMENT | E109090499J VA USE ONLY | VAUSE
1074 | E10 EQUIPMENT | E1090 OTHER EQUIPMENT | E109090 OTHER SPECIALIZED FIXED AND MOVEABLE EQUIPMENT | E109090499J VEHICLES/TOOLS | V&T
1075 | E20 FURNISHINGS | E2010 FIXED FURNISHINGS | E201002 WINDOW TREATMENTS | E201002499J WINDOW TREATMENT | WINDT
1076 | E20 FURNISHINGS | E2010 FIXED FURNISHINGS | E201090 OTHER FIXED INTERIOR FURNISHINGS | E201090499J INTERIOR SIGNAGE | ISIGN
1077 | F10 SPECIAL CONSTRUCTION | F1020 INTEGRATED CONSTRUCTION | F102001 SPECIAL PURPOSE ROOMS | F102001499J CRAWLSPACE | CRAWL
1078 | F10 SPECIAL CONSTRUCTION | F1020 INTEGRATED CONSTRUCTION | F102001 SPECIAL PURPOSE ROOMS | F102001499J ELECTRICAL CLOSET | ELCL
1079 | F10 SPECIAL CONSTRUCTION | F1020 INTEGRATED CONSTRUCTION | F102001 SPECIAL PURPOSE ROOMS | F102001499J MECHANICAL ROOM | MRM
1080 | F10 SPECIAL CONSTRUCTION | F1030 SPECIAL CONSTRUCTION SYSTEMS | F103001 VAULTS | F103001499J DAY GATE | DG
1081 | F10 SPECIAL CONSTRUCTION | F1030 SPECIAL CONSTRUCTION SYSTEMS | F103001 VAULTS | F103001499J SECURITY VAULT/SAFE | IVS
1082 | F10 SPECIAL CONSTRUCTION | F1030 SPECIAL CONSTRUCTION SYSTEMS | F103001 VAULTS | F103001499J VAULT DOOR ASSEMBLY | VDA
1083 | F10 SPECIAL CONSTRUCTION | F1030 SPECIAL CONSTRUCTION SYSTEMS | F103002 SOUND, VIBRATION, AND SEISMIC CONSTRUCTION | F103002499J SEISMIC PROTECTION SYSTEM | SPS
1084 | F10 SPECIAL CONSTRUCTION | F1030 SPECIAL CONSTRUCTION SYSTEMS | F103002 SOUND, VIBRATION, AND SEISMIC CONSTRUCTION | F103002499J SEISMIC SWITCH | SSW
1085 | F10 SPECIAL CONSTRUCTION | F1040 SPECIAL FACILITIES | F104003 KENNELS AND ANIMAL SHELTERS | F104003499J KENNEL | KEN
1086 | F10 SPECIAL CONSTRUCTION | F1040 SPECIAL FACILITIES | F104090 OTHER SPECIAL FACILITIES | F104090499J SHELTER | SHEL
1087 | F10 SPECIAL CONSTRUCTION | F1040 SPECIAL FACILITIES | F104090 OTHER SPECIAL FACILITIES | F104090499J SPORTS COURT | SCT
1088 | F10 SPECIAL CONSTRUCTION | F1050 SPECIAL CTRLS / INSTRUMENTATION | F105002 BUILDING AUTOMATION SYSTEMS | F105002499J BUILDING AUTOMATION SYSTEM | BAS
1089 | F10 SPECIAL CONSTRUCTION | F1050 SPECIAL CTRLS / INSTRUMENTATION | F105002 BUILDING AUTOMATION SYSTEMS | F105002499J CARBON MONOXIDE MONITOR | CMM
1090 | F10 SPECIAL CONSTRUCTION | F1050 SPECIAL CTRLS / INSTRUMENTATION | F105002 BUILDING AUTOMATION SYSTEMS | F105002499J CONTROL TRANSFORMER | CTLT
1091 | F10 SPECIAL CONSTRUCTION | F1050 SPECIAL CTRLS / INSTRUMENTATION | F105002 BUILDING AUTOMATION SYSTEMS | F105002499J CONTROLLER | CONTR
1092 | F10 SPECIAL CONSTRUCTION | F1050 SPECIAL CTRLS / INSTRUMENTATION | F105002 BUILDING AUTOMATION SYSTEMS | F105002499J EQUIPMENT MONITORING | EQM
1093 | F10 SPECIAL CONSTRUCTION | F1050 SPECIAL CTRLS / INSTRUMENTATION | F105002 BUILDING AUTOMATION SYSTEMS | F105002499J TEMPERATURE CONTROLLER | TEMPC
1094 | G20 SITE IMPROVEMENTS | G2010 ROADWAYS | G201002 CURBS & GUTTERS | G201002499J CURBS & GUTTERS (ROAD) | C&GR
1095 | G20 SITE IMPROVEMENTS | G2010 ROADWAYS | G201003 PAVED SURFACES | G201003499J PAVED SURFACE (ROAD) | PSR
1096 | G20 SITE IMPROVEMENTS | G2010 ROADWAYS | G201005 GUARDRAILS & BARRIERS | G201005499J BARRIER | RB
1097 | G20 SITE IMPROVEMENTS | G2010 ROADWAYS | G201005 GUARDRAILS & BARRIERS | G201005499J BOLLARD | BLRD
1098 | G20 SITE IMPROVEMENTS | G2010 ROADWAYS | G201005 GUARDRAILS & BARRIERS | G201005499J GUARDRAIL & BARRIER | RWGB
1099 | G20 SITE IMPROVEMENTS | G2020 PARKING LOTS | G202002 CURBS & GUTTERS | G202002499J CURBS & GUTTERS (PARKING) | C&GP
1100 | G20 SITE IMPROVEMENTS | G2020 PARKING LOTS | G202003 PAVED SURFACES | G202003499J PAVED SURFACE (PARKING) | PLPS
1101 | G20 SITE IMPROVEMENTS | G2020 PARKING LOTS | G202005 GUARDRAILS & BARRIERS | G202005499J BARRIER | PLB
1102 | G20 SITE IMPROVEMENTS | G2020 PARKING LOTS | G202005 GUARDRAILS & BARRIERS | G202005499J GUARDRAIL & BARRIER | PLGB
1103 | G20 SITE IMPROVEMENTS | G2030 PEDESTRIAN PAVING | G203003 PAVED SURFACES | G203003499J SIDEWALK | SW
1104 | G20 SITE IMPROVEMENTS | G2030 PEDESTRIAN PAVING | G203090 OTHER WALKS, STEPS & TERRACES | G203090499J CURBS & GUTTERS (WALK) | C&GW
1105 | G20 SITE IMPROVEMENTS | G2030 PEDESTRIAN PAVING | G203090 OTHER WALKS, STEPS & TERRACES | G203090499J PAVED SURFACE (WALK) | WSW
1106 | G20 SITE IMPROVEMENTS | G2040 SITE DEVELOPMENT | G204001 FENCING & GATES | G204001719A GATE ASSEMBLY | GA
1107 | G20 SITE IMPROVEMENTS | G2040 SITE DEVELOPMENT | G204001 FENCING & GATES | G204001719A MOTOR | M
1108 | G20 SITE IMPROVEMENTS | G2040 SITE DEVELOPMENT | G204003 EXTERIOR FURNISHINGS | G204003499J SITE FURNISHINGS | SFURN
1109 | G20 SITE IMPROVEMENTS | G2040 SITE DEVELOPMENT | G204004 SECURITY STRUCTURES | G204004499J GUARD BOOTH | GDB
1110 | G20 SITE IMPROVEMENTS | G2040 SITE DEVELOPMENT | G204005 SIGNAGE | G204005499J ELECTRONIC MESSAGE DISPLAY | EMD
1111 | G20 SITE IMPROVEMENTS | G2040 SITE DEVELOPMENT | G204005 SIGNAGE | G204005499J EXTERIOR SIGNAGE | ESIGN
1112 | G20 SITE IMPROVEMENTS | G2040 SITE DEVELOPMENT | G204006 FOUNTAINS & POOLS | G204006499J FOUNTAIN | WF
1113 | G20 SITE IMPROVEMENTS | G2040 SITE DEVELOPMENT | G204009 FLAGPOLES | G204009499J FLAG POLE | FLAG
1114 | G20 SITE IMPROVEMENTS | G2050 LANDSCAPING | G205005 PLANTINGS | G205005499J EXTERIOR PLANTS | EXTPL
1115 | G20 SITE IMPROVEMENTS | G2050 LANDSCAPING | G205007 IRRIGATION SYSTEMS | G205007499J IRRIGATION SPRINKLER SYSTEM | ISS
1116 | G20 SITE IMPROVEMENTS | G2050 LANDSCAPING | G205007 IRRIGATION SYSTEMS | G205007499J MOTOR | M
1117 | G20 SITE IMPROVEMENTS | G2050 LANDSCAPING | G205007 IRRIGATION SYSTEMS | G205007499J PUMP | P
1118 | G20 SITE IMPROVEMENTS | G2050 LANDSCAPING | G205090 OTHER LANDSCAPING | G205090499J GROUNDS MAINTENANCE | GRNDM
1119 | G20 SITE IMPROVEMENTS | G2060 AIRFIELD PAVING | G206002 OTHER PAVING | G206002499J HELIPAD | HELI
1120 | G20 SITE IMPROVEMENTS | G2060 AIRFIELD PAVING | G206004 NAVIGATION AIDS | G206004499J AIRCRAFT OBSTRUCTION LIGHT | AOL
1121 | G20 SITE IMPROVEMENTS | G2060 AIRFIELD PAVING | G206004 NAVIGATION AIDS | G206004499J HELIPAD BEACON | HPB
1122 | G20 SITE IMPROVEMENTS | G2060 AIRFIELD PAVING | G206004 NAVIGATION AIDS | G206004499J HELIPAD LIGHTING | HPL
1123 | G20 SITE IMPROVEMENTS | G2060 AIRFIELD PAVING | G206004 NAVIGATION AIDS | G206004499J WIND DIRECTION INDICATOR | WDI
1124 | G30 SITE CIVIL/MECHANICAL UTILITIES | G3010 WATER SUPPLY | G301001 WELL SYSTEMS | G301001499J WELL PUMP | WP
1125 | G30 SITE CIVIL/MECHANICAL UTILITIES | G3010 WATER SUPPLY | G301002 POTABLE WATER DISTRIBUTION | G301002499J WATER UTILITY METER | WUM
1126 | G30 SITE CIVIL/MECHANICAL UTILITIES | G3010 WATER SUPPLY | G301004 FIRE PROTECTION WATER DISTRIBUTION | G301004499J FIRE HYDRANT | FHYD
1127 | G30 SITE CIVIL/MECHANICAL UTILITIES | G3010 WATER SUPPLY | G301005 FIRE PROTECTION WATER STORAGE | G301005499J STORAGE TANK | FPST
1128 | G30 SITE CIVIL/MECHANICAL UTILITIES | G3010 WATER SUPPLY | G301008 PACKAGED WATER TREATMENT PLANTS | G301008499J RAW WATER FILTRATION SYSTEM | RWFS
1129 | G30 SITE CIVIL/MECHANICAL UTILITIES | G3010 WATER SUPPLY | G301008 PACKAGED WATER TREATMENT PLANTS | G301008499J RAW WATER SUPPLY SYSTEM | RWSS
1130 | G30 SITE CIVIL/MECHANICAL UTILITIES | G3020 SANITARY SEWER | G302001 SANITARY SEWER PIPING | G302001499J SANITARY SEWER LINE | SSL
1131 | G30 SITE CIVIL/MECHANICAL UTILITIES | G3020 SANITARY SEWER | G302003 LIFT STATIONS AND PUMPING STATIONS | G302003499J LIFT STATION | SLS
1132 | G30 SITE CIVIL/MECHANICAL UTILITIES | G3020 SANITARY SEWER | G302005 SEPTIC TANKS | G302005499J SEPTIC TANK SYSTEM | STS
1133 | G30 SITE CIVIL/MECHANICAL UTILITIES | G3030 STORM SEWER | G303002 STORM SEWER STRUCTURES | G303002499J STORM DRAIN | SDRN
1134 | G30 SITE CIVIL/MECHANICAL UTILITIES | G3040 HEATING DISTRIBUTION | G304002 OVERHEAD STEAM SYSTEMS | G304002499J PIPING SYSTEM | OHSP
1135 | G30 SITE CIVIL/MECHANICAL UTILITIES | G3040 HEATING DISTRIBUTION | G304004 UNDERGROUND STEAM DISTRIBUTION SYSTEMS | G304004499J PIPING SYSTEM | UGSP
1136 | G30 SITE CIVIL/MECHANICAL UTILITIES | G3040 HEATING DISTRIBUTION | G304005 REINFORCED CONCRETE MANHOLES & VALVE BOXES | G304005499J MANHOLE | MH
1137 | G30 SITE CIVIL/MECHANICAL UTILITIES | G3040 HEATING DISTRIBUTION | G304090 OTHER HEATING DISTRIBUTION | G304090499J PIPING SYSTEM | HDPS
1138 | G30 SITE CIVIL/MECHANICAL UTILITIES | G3040 HEATING DISTRIBUTION | G304090 OTHER HEATING DISTRIBUTION | G304090499J STEAM UTILITY METER | SUM
1139 | G30 SITE CIVIL/MECHANICAL UTILITIES | G3040 HEATING DISTRIBUTION | G304090 OTHER HEATING DISTRIBUTION | G304090499J VALVE | VLV
1140 | G30 SITE CIVIL/MECHANICAL UTILITIES | G3050 COOLING DISTRIBUTION | G305004 WELLS FOR COOLING | G305004499J AIR STRIPPING SYSTEM | ASTS
1141 | G30 SITE CIVIL/MECHANICAL UTILITIES | G3050 COOLING DISTRIBUTION | G305004 WELLS FOR COOLING | G305004499J TRANSFER PUMP | TP
1142 | G30 SITE CIVIL/MECHANICAL UTILITIES | G3050 COOLING DISTRIBUTION | G305004 WELLS FOR COOLING | G305004499J TRANSFER STATION | TRANS
1143 | G30 SITE CIVIL/MECHANICAL UTILITIES | G3050 COOLING DISTRIBUTION | G305004 WELLS FOR COOLING | G305004499J WELL PUMP | WP
1144 | G30 SITE CIVIL/MECHANICAL UTILITIES | G3050 COOLING DISTRIBUTION | G305090 OTHER COOLING DISTRIBUTION | G305090499J PIPING SYSTEM | CDPS
1145 | G30 SITE CIVIL/MECHANICAL UTILITIES | G3050 COOLING DISTRIBUTION | G305090 OTHER COOLING DISTRIBUTION | G305090499J VALVE | VLV
1146 | G30 SITE CIVIL/MECHANICAL UTILITIES | G3060 FUEL DISTRIBUTION | G306001 LIQUID FUEL DISTRIBUTION PIPING SYSTEM | G306001499J FUEL RECIRCULATING SYSTEM | FRS
1147 | G30 SITE CIVIL/MECHANICAL UTILITIES | G3060 FUEL DISTRIBUTION | G306001 LIQUID FUEL DISTRIBUTION PIPING SYSTEM | G306001499J OIL-WATER SEPARATOR | OWS
1148 | G30 SITE CIVIL/MECHANICAL UTILITIES | G3060 FUEL DISTRIBUTION | G306001 LIQUID FUEL DISTRIBUTION PIPING SYSTEM | G306001499J PIPING SYSTEM | LFPS
1149 | G30 SITE CIVIL/MECHANICAL UTILITIES | G3060 FUEL DISTRIBUTION | G306003 LIQUID FUEL STORAGE TANKS | G306003499J EMERGENCY FUEL SHUTOFF | EFSO
1150 | G30 SITE CIVIL/MECHANICAL UTILITIES | G3060 FUEL DISTRIBUTION | G306003 LIQUID FUEL STORAGE TANKS | G306003499J FILTER SEPARATOR | FSEP
1151 | G30 SITE CIVIL/MECHANICAL UTILITIES | G3060 FUEL DISTRIBUTION | G306003 LIQUID FUEL STORAGE TANKS | G306003499J FUEL CONDITIONING SYSTEM | FCS
1152 | G30 SITE CIVIL/MECHANICAL UTILITIES | G3060 FUEL DISTRIBUTION | G306003 LIQUID FUEL STORAGE TANKS | G306003499J FUEL LEVEL FLOAT SWITCH | FLFS
1153 | G30 SITE CIVIL/MECHANICAL UTILITIES | G3060 FUEL DISTRIBUTION | G306003 LIQUID FUEL STORAGE TANKS | G306003499J FUEL MONITORING/ALARM PANEL | FMAP
1154 | G30 SITE CIVIL/MECHANICAL UTILITIES | G3060 FUEL DISTRIBUTION | G306003 LIQUID FUEL STORAGE TANKS | G306003499J FUEL OIL PUMP | FOP
1155 | G30 SITE CIVIL/MECHANICAL UTILITIES | G3060 FUEL DISTRIBUTION | G306003 LIQUID FUEL STORAGE TANKS | G306003499J FUEL STORAGE TANK | FOST
1156 | G30 SITE CIVIL/MECHANICAL UTILITIES | G3060 FUEL DISTRIBUTION | G306003 LIQUID FUEL STORAGE TANKS | G306003499J MOTOR | M
1157 | G30 SITE CIVIL/MECHANICAL UTILITIES | G3060 FUEL DISTRIBUTION | G306003 LIQUID FUEL STORAGE TANKS | G306003499J STRAINER | STR
1158 | G30 SITE CIVIL/MECHANICAL UTILITIES | G3060 FUEL DISTRIBUTION | G306004 LIQUID FUEL DISPENSING EQUIPMENT | G306004499J RECEIVING PORT | RP
1159 | G30 SITE CIVIL/MECHANICAL UTILITIES | G3060 FUEL DISTRIBUTION | G306004 LIQUID FUEL DISPENSING EQUIPMENT | G306004499J TRANSFER STATION | TRST
1160 | G30 SITE CIVIL/MECHANICAL UTILITIES | G3060 FUEL DISTRIBUTION | G306006 GAS DISTRIBUTION PIPING (NATURAL AND PROPANE) | G306006499J GAS UTILITY METER | GUM
1161 | G30 SITE CIVIL/MECHANICAL UTILITIES | G3060 FUEL DISTRIBUTION | G306006 GAS DISTRIBUTION PIPING (NATURAL AND PROPANE) | G306006499J MAIN SHUT-OFF VALVE | MSVN
1162 | G30 SITE CIVIL/MECHANICAL UTILITIES | G3060 FUEL DISTRIBUTION | G306006 GAS DISTRIBUTION PIPING (NATURAL AND PROPANE) | G306006499J MAIN SHUT-OFF VALVE | MSVP
1163 | G30 SITE CIVIL/MECHANICAL UTILITIES | G3060 FUEL DISTRIBUTION | G306006 GAS DISTRIBUTION PIPING (NATURAL AND PROPANE) | G306006499J PIPING SYSTEM | LPGPS
1164 | G30 SITE CIVIL/MECHANICAL UTILITIES | G3060 FUEL DISTRIBUTION | G306006 GAS DISTRIBUTION PIPING (NATURAL AND PROPANE) | G306006499J PIPING SYSTEM | NATPS
1165 | G30 SITE CIVIL/MECHANICAL UTILITIES | G3060 FUEL DISTRIBUTION | G306006 GAS DISTRIBUTION PIPING (NATURAL AND PROPANE) | G306006499J PRESSURE REGULATOR | PR
1166 | G30 SITE CIVIL/MECHANICAL UTILITIES | G3060 FUEL DISTRIBUTION | G306006 GAS DISTRIBUTION PIPING (NATURAL AND PROPANE) | G306006499J VALVE | VLV
1167 | G30 SITE CIVIL/MECHANICAL UTILITIES | G3060 FUEL DISTRIBUTION | G306007 GAS STORAGE TANKS | G306007499J GAS STORAGE TANK | LPGST
1168 | G30 SITE CIVIL/MECHANICAL UTILITIES | G3060 FUEL DISTRIBUTION | G306007 GAS STORAGE TANKS | G306007499J PRESSURE RELIEF DEVICE | PRD
1169 | G30 SITE CIVIL/MECHANICAL UTILITIES | G3060 FUEL DISTRIBUTION | G306090 OTHER FUEL DISTRIBUTION | G306090499J FUEL LEAK DETECTION SYSTEM | FLDS
1170 | G40 SITE ELECTRICAL UTILITIES | G4010 ELECTRICAL DISTRIBUTION | G401001 SUBSTATIONS | G401001499J BUSBAR | BUS
1171 | G40 SITE ELECTRICAL UTILITIES | G4010 ELECTRICAL DISTRIBUTION | G401001 SUBSTATIONS | G401001499J CIRCUIT BREAKER | CB
1172 | G40 SITE ELECTRICAL UTILITIES | G4010 ELECTRICAL DISTRIBUTION | G401001 SUBSTATIONS | G401001499J LOAD INTERRUPTER SWITCH | LIS
1173 | G40 SITE ELECTRICAL UTILITIES | G4010 ELECTRICAL DISTRIBUTION | G401001 SUBSTATIONS | G401001499J PRIMARY UNIT SUBSTATION | PSUBS
1174 | G40 SITE ELECTRICAL UTILITIES | G4010 ELECTRICAL DISTRIBUTION | G401001 SUBSTATIONS | G401001499J SUBSTATION | SUBS
1175 | G40 SITE ELECTRICAL UTILITIES | G4010 ELECTRICAL DISTRIBUTION | G401001 SUBSTATIONS | G401001499J SWITCHGEAR | SG
1176 | G40 SITE ELECTRICAL UTILITIES | G4010 ELECTRICAL DISTRIBUTION | G401001 SUBSTATIONS | G401001499J VOLTAGE REGULATOR | VR
1177 | G40 SITE ELECTRICAL UTILITIES | G4010 ELECTRICAL DISTRIBUTION | G401002 TRANSFORMERS | G401002499J TRANSFORMER | T
1178 | G40 SITE ELECTRICAL UTILITIES | G4010 ELECTRICAL DISTRIBUTION | G401002 TRANSFORMERS | G401002499J TRANSFORMER (DRY TYPE) | TDT
1179 | G40 SITE ELECTRICAL UTILITIES | G4010 ELECTRICAL DISTRIBUTION | G401002 TRANSFORMERS | G401002499J TRANSFORMER (LIQUID-FILLED) | TLF
1180 | G40 SITE ELECTRICAL UTILITIES | G4010 ELECTRICAL DISTRIBUTION | G401003 SWITCHES, CONTROLS & DEVICES | G401003499J MANUAL TRANSFER SWITCH | MTS
1181 | G40 SITE ELECTRICAL UTILITIES | G4010 ELECTRICAL DISTRIBUTION | G401007 DUCTBANKS, MANHOLES, HANDHOLES & RACEWAYS | G401007499J MANHOLE | MH
1182 | G40 SITE ELECTRICAL UTILITIES | G4010 ELECTRICAL DISTRIBUTION | G401008 GROUNDING SYSTEMS | G401008499J GROUNDING SYSTEM | GND
1183 | G40 SITE ELECTRICAL UTILITIES | G4010 ELECTRICAL DISTRIBUTION | G401009 METERING | G401009499I ELECTRIC UTILITY METER | EUM
1184 | G40 SITE ELECTRICAL UTILITIES | G4010 ELECTRICAL DISTRIBUTION | G401010 CATHODIC PROTECTION | G401010499J CATHODIC PROTECTION | SCP
1185 | G40 SITE ELECTRICAL UTILITIES | G4010 ELECTRICAL DISTRIBUTION | G401010 CATHODIC PROTECTION | G401010499J RECTIFIER | RCP
1186 | G40 SITE ELECTRICAL UTILITIES | G4010 ELECTRICAL DISTRIBUTION | G401090 OTHER ELECTRIC TRANSMISSION & DISTRIBUTION | G401090499J CABLE TERMINATOR | CBLT
1187 | G40 SITE ELECTRICAL UTILITIES | G4020 SITE LIGHTING | G402001 EXTERIOR LIGHTING FIXTURES & CONTROLS | G402001499J LIGHTING CONTROL DEVICE | LCD
1188 | G40 SITE ELECTRICAL UTILITIES | G4020 SITE LIGHTING | G402001 EXTERIOR LIGHTING FIXTURES & CONTROLS | G402001499J PARKING LOT LIGHT | PLL
1189 | G40 SITE ELECTRICAL UTILITIES | G4020 SITE LIGHTING | G402001 EXTERIOR LIGHTING FIXTURES & CONTROLS | G402001499J STREET LIGHT | SL
1190 | G40 SITE ELECTRICAL UTILITIES | G4020 SITE LIGHTING | G402001 EXTERIOR LIGHTING FIXTURES & CONTROLS | G402001499J WALKWAY LIGHT | WWL
1191 | G40 SITE ELECTRICAL UTILITIES | G4030 SITE COMMUNICATION AND SECURITY | G403007 ELECTRONIC SECURITY SYSTEMS (ESS) | G403007499J EMERGENCY CALL SYSTEM | ECS
1192 | G90 OTHER SITE CONSTRUCTION | G9010 SERVICE AND PEDESTRIAN TUNNELS | G901001 SERVICE AND PEDESTRIAN TUNNELS | G901001499J UTILITY TUNNEL | UT
1193 | G90 OTHER SITE CONSTRUCTION | G9090 OTHER SITE CONSTRUCTION | G909001 BRIDGES | G909001499J BRIDGE | BRG
1194 | G90 OTHER SITE CONSTRUCTION | G9090 OTHER SITE CONSTRUCTION | G909003 SNOW MELTING SYSTEMS | G909003499J SNOW & ICE MELTING SYSTEM | SIMS
1195 | G90 OTHER SITE CONSTRUCTION | G9090 OTHER SITE CONSTRUCTION | G909090 OTHER SPECIAL CONSTRUCTION | G909090499J FLOOD BARRIER | FLDB
Field Metadata for Master RPIE Asset Types In Scope List
Order | Field Name | Source | Field Explanation
1 | SORT ORDER | USACE-SEATTLE | Sort ascending for C, D, E, then F to get this sort order. See #2.
2 | RECORD ID | RPSS | Unique identifier for each RPSS asset type. This is intentionally not in order because RPSS updates do not insert IDs, it keeps them the same and adds new items to the next available ID at the bottom of the list. Most useful typical sorting is done by column #1. Values are converted from text to numbers for correct sorting.
3 | FACILITY SYSTEM | RPSS | RPSS maintained value
4 | FACILITY SUBSYSTEM | RPSS
5 | ASSEMBLY CATEGORY | RPSS
6 | NOMENCLATURE COMBINED | USACE-SEATTLE | Combined NOMENCLATURE CODE and NOMENCLATURE from the original spreadsheet for simplification
7 | NOMENCLATURE ACRONYM | RPSS | Acronym required for naming standard on drawings and COBie-MHS Type and Component Name for DMLSS entries.
8 | COMPONENT SUBTYPE | RPSS
9 | NOMENCLATURE NAME SOURCE | RPSS
10 | MAINT DRIVER AGENCY | RPSS
11 | MAINT DRIVER (REF & YR) | RPSS
12 | MAINT DRIVER PARA | RPSS
13 | OMNICLASS CODE | RPSS | REFERENCE: http://www.omniclass.org/tables/OmniClass_22_2012-05-16.zip
14 | MASTER FORMAT | RPSS
15 | RISK FACTOR | RPSS
16 | LIFE EXPECTANCY | RPSS
17 | SPECIAL CLASSIFICATION | RPSS | No values, column hidden by default
18 | NOMENCLATURE NOTES | RPSS
19 | O&M RECORD | RPSS | RPSS standard for RPIE assets required to be maintained in DMLSS. "Yes" indicates maintenance is required. "Site Specific" indicates that it is up to local Facility Maintenance to determine whether or not to maintain.
20 | O&M RECORD SITE SPECIFIC | INSTALLATION | Installation project site-specific YES/NO for data collection. Installation to identify Site Specific choices and other priority/non-priority items. Filter this column to only display "YES" to determine if asset is in scope to have data collected on.
21 | IN PROJECT | CONTRACTOR | For the Contractor to complete to determine whether item exists in project.
22 | PDT COMMENTS | ALL | Comments from the Project Development Team (all team members including all contractors and government members)
SOURCE INFORMATION
RPSS, Real Property System Standards
https://rpss.facilities.health.mil
Version: 8/9/2018 (from ChangeHistoryDetails)